## Sheet3
Division | Part | Item | Pay Item | Description | Unit
DIVISION I - GENERAL | PART C | ITEM 800 - CLEARING AND GRUBBING | 800 (1) | Clearing and Grubbing ( ) | Square Meter
DIVISION I - GENERAL | PART C | ITEM 800 - CLEARING AND GRUBBING | 800 (2) | Clearing and Grubbing ( ) | Lump Sum
DIVISION I - GENERAL | PART C | ITEM 800 - CLEARING AND GRUBBING | 800 (3)a1 | Individual Removal of Trees ( 150 - 300 mm dia. ) | Each
DIVISION I - GENERAL | PART C | ITEM 800 - CLEARING AND GRUBBING | 800 (3)a2 | Individual Removal of Trees ( 301 - 500 mm dia. ) | Each
DIVISION I - GENERAL | PART C | ITEM 800 - CLEARING AND GRUBBING | 800 (3)a3 | Individual Removal of Trees ( 501 - 750 mm dia. ) | Each
DIVISION I - GENERAL | PART C | ITEM 800 - CLEARING AND GRUBBING | 800 (3)a4 | Individual Removal of Trees ( 751 - 900 mm dia. ) | Each
DIVISION I - GENERAL | PART C | ITEM 800 - CLEARING AND GRUBBING | 800 (4) | Individual Removal of Trees ( above 900 mm dia. ) | Each
DIVISION I - GENERAL | PART C | ITEM 800 - CLEARING AND GRUBBING | 800 (5)a1 | Earth Balling ( 150 - 300 mm dia. ) | Each
DIVISION I - GENERAL | PART C | ITEM 800 - CLEARING AND GRUBBING | 800 (5)a2 | Earth Balling ( 301 - 500 mm dia. ) | Each
DIVISION I - GENERAL | PART C | ITEM 800 - CLEARING AND GRUBBING | 800 (5)a3 | Earth Balling ( 501 - 700 mm dia. ) | Each
DIVISION I - GENERAL | PART C | ITEM 800 - CLEARING AND GRUBBING | 800 (5)a4 | Earth Balling ( 701 - 900 mm dia. ) | Each
DIVISION I - GENERAL | PART C | ITEM 800 - CLEARING AND GRUBBING | 800 (5)a5 | Earth Balling ( above 900 mm dia. ) | Each
DIVISION I - GENERAL | PART C | ITEM 801 – REMOVAL OF STRUCTURES AND OBSTRUCTIONS | 801 (1) | Removal of Structures and Obstruction ( ) | Lump Sum
DIVISION I - GENERAL | PART C | ITEM 801 – REMOVAL OF STRUCTURES AND OBSTRUCTIONS | 801 (2) | Removal of Actual Structures/Obstruction ( ) | Each
DIVISION I - GENERAL | PART C | ITEM 801 – REMOVAL OF STRUCTURES AND OBSTRUCTIONS | 801 (3)a | Removal of Actual Structures/Obstruction ( PCCP) | Square Meter
DIVISION I - GENERAL | PART C | ITEM 801 – REMOVAL OF STRUCTURES AND OBSTRUCTIONS | 801 (3)b | Removal of Actual Structures/Obstruction ( ACP) | Square Meter
DIVISION I - GENERAL | PART C | ITEM 801 – REMOVAL OF STRUCTURES AND OBSTRUCTIONS | 801 (3)c | Removal of Actual Structures/Obstruction ( Sidewalk) | Square Meter
DIVISION I - GENERAL | PART C | ITEM 801 – REMOVAL OF STRUCTURES AND OBSTRUCTIONS | 801 (4)a1 | Removal of Actual Structures/Obstruction ( 610 mm dia. RCPC) | Linear Meter
DIVISION I - GENERAL | PART C | ITEM 801 – REMOVAL OF STRUCTURES AND OBSTRUCTIONS | 801 (4)a2 | Removal of Actual Structures/Obstruction ( 760 mm dia. RCPC) | Linear Meter
DIVISION I - GENERAL | PART C | ITEM 801 – REMOVAL OF STRUCTURES AND OBSTRUCTIONS | 801 (4)a3 | Removal of Actual Structures/Obstruction ( 910 mm dia. RCPC) | Linear Meter
DIVISION I - GENERAL | PART C | ITEM 801 – REMOVAL OF STRUCTURES AND OBSTRUCTIONS | 801 (4)a4 | Removal of Actual Structures/Obstruction ( 1070 mm dia. RCPC) | Linear Meter
DIVISION I - GENERAL | PART C | ITEM 801 – REMOVAL OF STRUCTURES AND OBSTRUCTIONS | 801 (4)a5 | Removal of Actual Structures/Obstruction ( 1220 mm dia. RCPC) | Linear Meter
DIVISION I - GENERAL | PART C | ITEM 801 – REMOVAL OF STRUCTURES AND OBSTRUCTIONS | 801 (4)a6 | Removal of Actual Structures/Obstruction ( 1520 mm dia. RCPC) | Linear Meter
DIVISION I - GENERAL | PART C | ITEM 801 – REMOVAL OF STRUCTURES AND OBSTRUCTIONS | 801 (4)b | Removal of Actual Structures/Obstruction ( Curb) | Linear Meter
DIVISION I - GENERAL | PART C | ITEM 801 – REMOVAL OF STRUCTURES AND OBSTRUCTIONS | 801 (4)c | Removal of Actual Structures/Obstruction ( Curb and Gutter) | Linear Meter
DIVISION I - GENERAL | PART C | ITEM 801 – REMOVAL OF STRUCTURES AND OBSTRUCTIONS | 801 (5)a1 | Removal of Pipes other than Pipe Culverts ( 50 mm dia. PVC ) | Linear Meter
DIVISION I - GENERAL | PART C | ITEM 801 – REMOVAL OF STRUCTURES AND OBSTRUCTIONS | 801 (5)a2 | Removal of Pipes other than Pipe Culverts ( 75 mm dia. PVC ) | Linear Meter
DIVISION I - GENERAL | PART C | ITEM 801 – REMOVAL OF STRUCTURES AND OBSTRUCTIONS | 801 (5)a3 | Removal of Pipes other than Pipe Culverts ( 100 mm dia. PVC ) | Linear Meter
DIVISION I - GENERAL | PART C | ITEM 801 – REMOVAL OF STRUCTURES AND OBSTRUCTIONS | 801 (5)a4 | Removal of Pipes other than Pipe Culverts ( 150 mm dia. PVC ) | Linear Meter
DIVISION I - GENERAL | PART C | ITEM 801 – REMOVAL OF STRUCTURES AND OBSTRUCTIONS | 801 (5)a5 | Removal of Pipes other than Pipe Culverts ( 200 mm dia. PVC ) | Linear Meter
DIVISION I - GENERAL | PART C | ITEM 801 – REMOVAL OF STRUCTURES AND OBSTRUCTIONS | 801 (5)a6 | Removal of Pipes other than Pipe Culverts ( 250 mm dia. PVC ) | Linear Meter
DIVISION I - GENERAL | PART C | ITEM 801 – REMOVAL OF STRUCTURES AND OBSTRUCTIONS | 801 (5)a7 | Removal of Pipes other than Pipe Culverts ( 300 mm dia. PVC ) | Linear Meter
DIVISION I - GENERAL | PART C | ITEM 801 – REMOVAL OF STRUCTURES AND OBSTRUCTIONS | 801 (5)b1 | Removal of Pipes other than Pipe Culverts ( 150 mm dia. Concrete ) | Linear Meter
DIVISION I - GENERAL | PART C | ITEM 801 – REMOVAL OF STRUCTURES AND OBSTRUCTIONS | 801 (5)b2 | Removal of Pipes other than Pipe Culverts ( 200 mm dia. Concrete ) | Linear Meter
DIVISION I - GENERAL | PART C | ITEM 801 – REMOVAL OF STRUCTURES AND OBSTRUCTIONS | 801 (5)b3 | Removal of Pipes other than Pipe Culverts ( 250 mm dia. Concrete ) | Linear Meter
DIVISION I - GENERAL | PART C | ITEM 801 – REMOVAL OF STRUCTURES AND OBSTRUCTIONS | 801 (5)b4 | Removal of Pipes other than Pipe Culverts ( 300 mm dia. Concrete ) | Linear Meter
DIVISION I - GENERAL | PART C | ITEM 801 – REMOVAL OF STRUCTURES AND OBSTRUCTIONS | 801 (5)b5 | Removal of Pipes other than Pipe Culverts ( 350 mm dia. Concrete ) | Linear Meter
DIVISION I - GENERAL | PART C | ITEM 801 – REMOVAL OF STRUCTURES AND OBSTRUCTIONS | 801 (5)c1 | Removal of Pipes other than Pipe Culverts ( 50 mm dia. High Density Polyethylene HDPE ) | Linear Meter
DIVISION I - GENERAL | PART C | ITEM 801 – REMOVAL OF STRUCTURES AND OBSTRUCTIONS | 801 (5)c2 | Removal of Pipes other than Pipe Culverts ( 75 mm dia. High Density Polyethylene HDPE ) | Linear Meter
DIVISION I - GENERAL | PART C | ITEM 801 – REMOVAL OF STRUCTURES AND OBSTRUCTIONS | 801 (5)c3 | Removal of Pipes other than Pipe Culverts ( 100 mm dia. High Density Polyethylene HDPE ) | Linear Meter
DIVISION I - GENERAL | PART C | ITEM 801 – REMOVAL OF STRUCTURES AND OBSTRUCTIONS | 801 (5)c4 | Removal of Pipes other than Pipe Culverts ( 150 mm dia. High Density Polyethylene HDPE ) | Linear Meter
DIVISION I - GENERAL | PART C | ITEM 801 – REMOVAL OF STRUCTURES AND OBSTRUCTIONS | 801 (5)c5 | Removal of Pipes other than Pipe Culverts ( 200 mm dia. High Density Polyethylene HDPE ) | Linear Meter
DIVISION I - GENERAL | PART C | ITEM 801 – REMOVAL OF STRUCTURES AND OBSTRUCTIONS | 801 (5)c6 | Removal of Pipes other than Pipe Culverts ( 250 mm dia. High Density Polyethylene HDPE ) | Linear Meter
DIVISION I - GENERAL | PART C | ITEM 801 – REMOVAL OF STRUCTURES AND OBSTRUCTIONS | 801 (5)c7 | Removal of Pipes other than Pipe Culverts ( 300 mm dia. High Density Polyethylene HDPE ) | Linear Meter
DIVISION I - GENERAL | PART C | ITEM 801 – REMOVAL OF STRUCTURES AND OBSTRUCTIONS | 801 (6) | Removal of Structures and Obstruction, Concrete ( ) | Cubic Meter
DIVISION I - GENERAL | PART C | ITEM 801 – REMOVAL OF STRUCTURES AND OBSTRUCTIONS | 801 (7)a | Removal of Structures and Obstruction ( Steel) | Kilogram
DIVISION I - GENERAL | PART C | ITEM 801 – REMOVAL OF STRUCTURES AND OBSTRUCTIONS | 801 (7)b | Removal of Structures and Obstruction ( Steel H-Piles) | Kilogram
DIVISION I - GENERAL | PART C | ITEM 801 – REMOVAL OF STRUCTURES AND OBSTRUCTIONS | 801 (7)c | Removal of Structures and Obstruction ( RSB) | Kilogram
DIVISION I - GENERAL | PART C | ITEM 801 – REMOVAL OF STRUCTURES AND OBSTRUCTIONS | 801 (8) | Relocation of Structures ( ) | Lump Sum
DIVISION I - GENERAL | PART C | ITEM 801 – REMOVAL OF STRUCTURES AND OBSTRUCTIONS | 801 (9) | Removal of Structures and Obstruction (Offshore), Steel ( ) | Kilogram
DIVISION I - GENERAL | PART C | ITEM 801 – REMOVAL OF STRUCTURES AND OBSTRUCTIONS | 801 (10) | Removal of Structures and Obstruction (Offshore), Concrete ( ) | Cubic Meter
DIVISION I - GENERAL | PART C | ITEM 802 – EXCAVATION | 802 (1) | Unsuitable Excavation ( ) | Cubic Meter
DIVISION I - GENERAL | PART C | ITEM 802 – EXCAVATION | 802 (2) | Surplus Common Excavation ( ) | Cubic Meter
DIVISION I - GENERAL | PART C | ITEM 802 – EXCAVATION | 802 (3)a | Surplus Rock Excavation ( Soft) | Cubic Meter
DIVISION I - GENERAL | PART C | ITEM 802 – EXCAVATION | 802 (3)b | Surplus Rock Excavation ( Hard) | Cubic Meter
DIVISION I - GENERAL | PART C | ITEM 802 – EXCAVATION | 802 (4) | Surplus Unclassified Excavation ( ) | Cubic Meter
DIVISION I - GENERAL | PART C | ITEM 803 – STRUCTURE EXCAVATION | 803 (1)a | Structure Excavation ( Common Soil) | Cubic Meter
DIVISION I - GENERAL | PART C | ITEM 803 – STRUCTURE EXCAVATION | 803 (1)b | Structure Excavation ( Soft Rock) | Cubic Meter
DIVISION I - GENERAL | PART C | ITEM 803 – STRUCTURE EXCAVATION | 803 (1)c | Structure Excavation ( Hard Rock) | Cubic Meter
DIVISION I - GENERAL | PART C | ITEM 803 – STRUCTURE EXCAVATION | 803 (2)a | Building Excavation ( Common Soil) | Cubic Meter
DIVISION I - GENERAL | PART C | ITEM 803 – STRUCTURE EXCAVATION | 803 (2)b | Building Excavation ( Soft Rock) | Cubic Meter
DIVISION I - GENERAL | PART C | ITEM 803 – STRUCTURE EXCAVATION | 803 (2)c | Building Excavation ( Hard Rock) | Cubic Meter
DIVISION I - GENERAL | PART C | ITEM 803 – STRUCTURE EXCAVATION | 803 (3) | Excavation ordered below Plan elevation ( ) | Cubic Meter
DIVISION I - GENERAL | PART C | ITEM 803 – STRUCTURE EXCAVATION | 803 (4)a | Shoring, cribbing and drain excavation ( Shoring) | Lump Sum
DIVISION I - GENERAL | PART C | ITEM 803 – STRUCTURE EXCAVATION | 803 (4)b | Shoring, cribbing and drain excavation ( Cribbing/Cofferdamming) | Lump Sum
DIVISION I - GENERAL | PART C | ITEM 803 – STRUCTURE EXCAVATION | 803 (5)a | Pipe culverts and drain excavation ( Common Soil) | Cubic Meter
DIVISION I - GENERAL | PART C | ITEM 803 – STRUCTURE EXCAVATION | 803 (5)b | Pipe culverts and drain excavation ( Soft Rock) | Cubic Meter
DIVISION I - GENERAL | PART C | ITEM 803 – STRUCTURE EXCAVATION | 803 (5)c | Pipe culverts and drain excavation ( Hard Rock) | Cubic Meter
DIVISION I - GENERAL | PART C | ITEM 803 – STRUCTURE EXCAVATION | 803 (6) | Trimming Works ( ) | Square Meter
DIVISION I - GENERAL | PART C | ITEM 804 – EMBANKMENT | 804 (1)a | Embankment from Roadway/Structure Excavation ( Common Soil) | Cubic Meter
DIVISION I - GENERAL | PART C | ITEM 804 – EMBANKMENT | 804 (1)b | Embankment from Roadway/Structure Excavation ( Soft Rock) | Cubic Meter
DIVISION I - GENERAL | PART C | ITEM 804 – EMBANKMENT | 804 (1)c | Embankment from Roadway/Structure Excavation ( Hard Rock) | Cubic Meter
DIVISION I - GENERAL | PART C | ITEM 804 – EMBANKMENT | 804 (2)a | Embankment from Borrow ( Common Soil) | Cubic Meter
DIVISION I - GENERAL | PART C | ITEM 804 – EMBANKMENT | 804 (2)b | Embankment from Borrow ( Soft Rock) | Cubic Meter
DIVISION I - GENERAL | PART C | ITEM 804 – EMBANKMENT | 804 (2)c | Embankment from Borrow ( Hard Rock) | Cubic Meter
DIVISION I - GENERAL | PART C | ITEM 804 – EMBANKMENT | 804 (2)d | Embankment from Borrow ( Granular Coarse Material) | Cubic Meter
DIVISION I - GENERAL | PART C | ITEM 804 – EMBANKMENT | 804 (2)e | Embankment from Borrow ( Granular Fine Material) | Cubic Meter
DIVISION I - GENERAL | PART C | ITEM 804 – EMBANKMENT | 804 (3)a | Selected Borrow for Topping ( Case 1) | Cubic Meter
DIVISION I - GENERAL | PART C | ITEM 804 – EMBANKMENT | 804 (3)b | Selected Borrow for Topping ( Case 2) | Cubic Meter
DIVISION I - GENERAL | PART C | ITEM 804 – EMBANKMENT | 804 (4) | Earth Berm ( ) | Cubic Meter
DIVISION I - GENERAL | PART C | ITEM 804 – EMBANKMENT | 804 (5) | Boulder Fill ( ) | Cubic Meter
DIVISION I - GENERAL | PART C | ITEM 804 – EMBANKMENT | 804 (6) | Preload, relocated, and compacted ( Common Borrow) | Cubic Meter
DIVISION I - GENERAL | PART C | ITEM 804 – EMBANKMENT | 804 (7) | Gravel Fill ( ) | Cubic Meter
DIVISION I - GENERAL | PART C | Item 805 – DREDGING | 805 (1) | Dredging, Soils ( ) | Cubic Meter
DIVISION I - GENERAL | PART C | Item 805 – DREDGING | 805 (2) | Dredging, Coral Material ( ) | Cubic Meter
DIVISION I - GENERAL | PART C | Item 806 – RECLAMATION | 806 (1) | Reclamation ( ) | Cubic Meter
DIVISION I - GENERAL | PART C | Item 807 – SITE DEVELOPMENT | 807 (1) | Site Development ( ) | Lump Sum
DIVISION I - GENERAL | PART C | Item 807 – SITE DEVELOPMENT | 807 (2) | Softscape ( ) | Lump Sum
DIVISION I - GENERAL | PART C | Item 807 – SITE DEVELOPMENT | 807 (3)a | Softscape ( Trees) | Each
DIVISION I - GENERAL | PART C | Item 807 – SITE DEVELOPMENT | 807 (3)b | Softscape ( Shrubs) | Each
DIVISION I - GENERAL | PART C | Item 807 – SITE DEVELOPMENT | 807 (4) | Softscape ( Grass) | Square Meter
DIVISION I - GENERAL | PART C | Item 807 – SITE DEVELOPMENT | 807 (5) | Hardscape ( ) | Lump Sum
DIVISION I - GENERAL | PART C | Item 807 – SITE DEVELOPMENT | 807 (6)a | Hardscape ( Fountains) | Each
DIVISION I - GENERAL | PART C | Item 807 – SITE DEVELOPMENT | 807 (6)b | Hardscape ( Benches) | Each
DIVISION I - GENERAL | PART C | Item 807 – SITE DEVELOPMENT | 807 (6)c | Hardscape ( Gazebos) | Each
DIVISION I - GENERAL | PART C | Item 807 – SITE DEVELOPMENT | 807 (7) | Garden Soil ( ) | Cubic Meter
DIVISION I - GENERAL | PART C | Item 807 – SITE DEVELOPMENT | 807 (8)a | Aquatic ( Plants) | Each
DIVISION I - GENERAL | PART C | Item 807 – SITE DEVELOPMENT | 807 (8)b | Aquatic ( Animals) | Each
DIVISION I - GENERAL | PART C | Item 807 – SITE DEVELOPMENT | 807 (9) | Paver Blocks ( ) | Square Meter
DIVISION I - GENERAL | PART C | Item 807 – SITE DEVELOPMENT | 807 (10) | Curbs ( ) | Linear Meter
DIVISION I - GENERAL | PART C | Item 807 – SITE DEVELOPMENT | 807 (11) | Column Guards ( ) | Each
DIVISION I - GENERAL | PART C | Item 807 – SITE DEVELOPMENT | 807 (12) | Wheel Guards ( ) | Each
DIVISION I - GENERAL | PART C | Item 807 – SITE DEVELOPMENT | 807 (13) | Fence ( CHB) | Square Meter
DIVISION I - GENERAL | PART C | Item 807 – SITE DEVELOPMENT | 807 (14) | Gate ( ) | Lump Sum
DIVISION I - GENERAL | PART C | Item 808 - RAMMED AGGREGATE COLUMN | 808 (1)a | Rammed Aggregate Column ( 600 mm dia. ) | Linear Meter
DIVISION I - GENERAL | PART C | Item 808 - RAMMED AGGREGATE COLUMN | 808 (1)b | Rammed Aggregate Column ( 700 mm dia. ) | Linear Meter
DIVISION I - GENERAL | PART C | Item 808 - RAMMED AGGREGATE COLUMN | 808 (1)c | Rammed Aggregate Column ( 800 mm dia. ) | Linear Meter
DIVISION I - GENERAL | PART C | Item 808 - RAMMED AGGREGATE COLUMN | 808 (2) | Modulus or Uplift Load Tests ( ) | Each
DIVISION I - GENERAL | PART C | Item 808 - RAMMED AGGREGATE COLUMN | 808 (3)a | Rammed Aggregate Column Steel Casing ( 600 mm dia. ) | Linear Meter
DIVISION I - GENERAL | PART C | Item 808 - RAMMED AGGREGATE COLUMN | 808 (3)b | Rammed Aggregate Column Steel Casing ( 700 mm dia. ) | Linear Meter
DIVISION I - GENERAL | PART C | Item 808 - RAMMED AGGREGATE COLUMN | 808 (3)c | Rammed Aggregate Column Steel Casing ( 800 mm dia. ) | Linear Meter
DIVISION I - GENERAL | PART D | ITEM 900 – STRUCTURAL CONCRETE | 900 (1)a | Structural Concrete ( 3000 psi Class A 7 days) | Cubic Meter
DIVISION I - GENERAL | PART D | ITEM 900 – STRUCTURAL CONCRETE | 900 (1)b | Structural Concrete ( 3000 psi Class A 14 days) | Cubic Meter
DIVISION I - GENERAL | PART D | ITEM 900 – STRUCTURAL CONCRETE | 900 (1)c | Structural Concrete ( 3000 psi Class A 28 days) | Cubic Meter
DIVISION I - GENERAL | PART D | ITEM 900 – STRUCTURAL CONCRETE | 900 (1)d | Structural Concrete ( 4000 psi Class A 28 days) | Cubic Meter
DIVISION I - GENERAL | PART D | ITEM 900 – STRUCTURAL CONCRETE | 900 (1)e | Structural Concrete ( 5000 psi Class A 28 days) | Cubic Meter
DIVISION I - GENERAL | PART D | ITEM 900 – STRUCTURAL CONCRETE | 900 (1)f | Structural Concrete ( 6000 psi Class A 28 days) | Cubic Meter
DIVISION I - GENERAL | PART D | ITEM 900 – STRUCTURAL CONCRETE | 900 (1)g | Structural Concrete ( Class A 7 days) | Cubic Meter
DIVISION I - GENERAL | PART D | ITEM 900 – STRUCTURAL CONCRETE | 900 (1)h | Structural Concrete ( Class A 14 days) | Cubic Meter
DIVISION I - GENERAL | PART D | ITEM 900 – STRUCTURAL CONCRETE | 900 (1)i | Structural Concrete ( Class A 28 days) | Cubic Meter
DIVISION I - GENERAL | PART D | ITEM 900 – STRUCTURAL CONCRETE | 900 (2)a | Structural Concrete ( Class B 7 days) | Cubic Meter
DIVISION I - GENERAL | PART D | ITEM 900 – STRUCTURAL CONCRETE | 900 (2)b | Structural Concrete ( Class B 14 days) | Cubic Meter
DIVISION I - GENERAL | PART D | ITEM 900 – STRUCTURAL CONCRETE | 900 (2)c | Structural Concrete ( Class B 28 days) | Cubic Meter
DIVISION I - GENERAL | PART D | ITEM 900 – STRUCTURAL CONCRETE | 900 (3)a | Structural Concrete ( Class C 7 days) | Cubic Meter
DIVISION I - GENERAL | PART D | ITEM 900 – STRUCTURAL CONCRETE | 900 (3)b | Structural Concrete ( Class C 14 days) | Cubic Meter
DIVISION I - GENERAL | PART D | ITEM 900 – STRUCTURAL CONCRETE | 900 (3)c | Structural Concrete ( Class C 28 days) | Cubic Meter
DIVISION I - GENERAL | PART D | ITEM 900 – STRUCTURAL CONCRETE | 900 (4)a | Structural Concrete ( Class P 7 days) | Cubic Meter
DIVISION I - GENERAL | PART D | ITEM 900 – STRUCTURAL CONCRETE | 900 (4)b | Structural Concrete ( Class P 14 days) | Cubic Meter
DIVISION I - GENERAL | PART D | ITEM 900 – STRUCTURAL CONCRETE | 900 (4)c | Structural Concrete ( Class P 28 days) | Cubic Meter
DIVISION I - GENERAL | PART D | ITEM 900 – STRUCTURAL CONCRETE | 900 (5) | Seal Concrete ( ) | Cubic Meter
DIVISION I - GENERAL | PART D | ITEM 900 – STRUCTURAL CONCRETE | 900 (6) | Reinforced Concrete ( ) | Cubic Meter
DIVISION I - GENERAL | PART D | ITEM 901 – LEAN CONCRETE | 901 (1) | Lean Concrete ( ) | Cubic Meter
DIVISION I - GENERAL | PART D | ITEM 902 - REINFORCING STEEL | 902 (1)a1 | Reinforcing Steel (Deformed) ( Grade 40) | Kilogram
DIVISION I - GENERAL | PART D | ITEM 902 - REINFORCING STEEL | 902 (1)a2 | Reinforcing Steel (Deformed) ( Grade 60) | Kilogram
DIVISION I - GENERAL | PART D | ITEM 902 - REINFORCING STEEL | 902 (1)a3 | Reinforcing Steel (Deformed) ( Grade 80) | Kilogram
DIVISION I - GENERAL | PART D | ITEM 902 - REINFORCING STEEL | 902 (1)b | Reinforcing Steel (Plain/Round) ( ) | Kilogram
DIVISION I - GENERAL | PART D | ITEM 902 - REINFORCING STEEL | 902 (2)a1 | Epoxy-Coated Reinforcing Steel (Deformed) ( Grade 40) | Kilogram
DIVISION I - GENERAL | PART D | ITEM 902 - REINFORCING STEEL | 902 (2)a2 | Epoxy-Coated Reinforcing Steel (Deformed) ( Grade 60) | Kilogram
DIVISION I - GENERAL | PART D | ITEM 902 - REINFORCING STEEL | 902 (2)a3 | Epoxy-Coated Reinforcing Steel (Deformed) ( Grade 80) | Kilogram
DIVISION I - GENERAL | PART D | ITEM 902 - REINFORCING STEEL | 902 (2)b | Epoxy-Coated Reinforcing Steel (Plain/Round) ( ) | Kilogram
DIVISION I - GENERAL | PART D | ITEM 903 – FORMWORKS AND FALSEWORKS | 903 (1) | Formworks and Falseworks ( ) | Lump Sum
DIVISION I - GENERAL | PART D | ITEM 903 – FORMWORKS AND FALSEWORKS | 903 (2) | Formworks and Falseworks ( ) | Square Meter
DIVISION I - GENERAL | PART D | ITEM 904 – PRECAST PRESTRESSED CONCRETE FLOOR JOIST | 904 (1)a | Precast Prestressed Concrete Floor Joist ( 2 Strands) | Linear Meter
DIVISION I - GENERAL | PART D | ITEM 904 – PRECAST PRESTRESSED CONCRETE FLOOR JOIST | 904 (1)b | Precast Prestressed Concrete Floor Joist ( 3 Strands) | Linear Meter
DIVISION I - GENERAL | PART D | ITEM 904 – PRECAST PRESTRESSED CONCRETE FLOOR JOIST | 904 (1)c | Precast Prestressed Concrete Floor Joist ( 4 Strands) | Linear Meter
DIVISION I - GENERAL | PART D | ITEM 904 – PRECAST PRESTRESSED CONCRETE FLOOR JOIST | 1000 (1) | Soil Poisoning ( ) | Liter
DIVISION I - GENERAL | PART D | ITEM 904 – PRECAST PRESTRESSED CONCRETE FLOOR JOIST | 1000 (2) | Wood Preservative ( ) | Liter
DIVISION I - GENERAL | PART D | ITEM 904 – PRECAST PRESTRESSED CONCRETE FLOOR JOIST | 1000 (3) | Powder Termicide ( ) | Kilogram
DIVISION II - BUILDING | PART E | ITEM 1001 – STORM DRAINAGE AND SEWERAGE SYSTEM | 1001 (1)a1 | Pipe and Fittings ( 50 mm dia. PVC Series 600) | Meter
DIVISION II - BUILDING | PART E | ITEM 1001 – STORM DRAINAGE AND SEWERAGE SYSTEM | 1001 (1)a2 | Pipe and Fittings ( 75 mm dia. PVC Series 600) | Meter
DIVISION II - BUILDING | PART E | ITEM 1001 – STORM DRAINAGE AND SEWERAGE SYSTEM | 1001 (1)a3 | Pipe and Fittings ( 100 mm dia. PVC Series 600) | Meter
DIVISION II - BUILDING | PART E | ITEM 1001 – STORM DRAINAGE AND SEWERAGE SYSTEM | 1001 (1)a4 | Pipe and Fittings ( 150 mm dia. PVC Series 600) | Meter
DIVISION II - BUILDING | PART E | ITEM 1001 – STORM DRAINAGE AND SEWERAGE SYSTEM | 1001 (1)b1 | Pipe and Fittings ( 50 mm dia. PVC Series 1000) | Meter
DIVISION II - BUILDING | PART E | ITEM 1001 – STORM DRAINAGE AND SEWERAGE SYSTEM | 1001 (1)b2 | Pipe and Fittings ( 75 mm dia. PVC Series 1000) | Meter
DIVISION II - BUILDING | PART E | ITEM 1001 – STORM DRAINAGE AND SEWERAGE SYSTEM | 1001 (1)b3 | Pipe and Fittings ( 100 mm dia. PVC Series 1000) | Meter
DIVISION II - BUILDING | PART E | ITEM 1001 – STORM DRAINAGE AND SEWERAGE SYSTEM | 1001 (1)b4 | Pipe and Fittings ( 150 mm dia. PVC Series 1000) | Meter
DIVISION II - BUILDING | PART E | ITEM 1001 – STORM DRAINAGE AND SEWERAGE SYSTEM | 1001 (1)b5 | Pipe and Fittings ( 200 mm dia. PVC Series 1000) | Meter
DIVISION II - BUILDING | PART E | ITEM 1001 – STORM DRAINAGE AND SEWERAGE SYSTEM | 1001 (1)b6 | Pipe and Fittings ( 250 mm dia. PVC Series 1000) | Meter
DIVISION II - BUILDING | PART E | ITEM 1001 – STORM DRAINAGE AND SEWERAGE SYSTEM | 1001 (1)b7 | Pipe and Fittings ( 300 mm dia. PVC Series 1000) | Meter
DIVISION II - BUILDING | PART E | ITEM 1001 – STORM DRAINAGE AND SEWERAGE SYSTEM | 1001 (1)c1 | Pipe and Fittings ( 150 mm dia. Concrete ) | Meter
DIVISION II - BUILDING | PART E | ITEM 1001 – STORM DRAINAGE AND SEWERAGE SYSTEM | 1001 (1)c2 | Pipe and Fittings ( 200 mm dia. Concrete ) | Meter
DIVISION II - BUILDING | PART E | ITEM 1001 – STORM DRAINAGE AND SEWERAGE SYSTEM | 1001 (1)c3 | Pipe and Fittings ( 250 mm dia. Concrete ) | Meter
DIVISION II - BUILDING | PART E | ITEM 1001 – STORM DRAINAGE AND SEWERAGE SYSTEM | 1001 (1)c4 | Pipe and Fittings ( 300 mm dia. Concrete ) | Meter
DIVISION II - BUILDING | PART E | ITEM 1001 – STORM DRAINAGE AND SEWERAGE SYSTEM | 1001 (1)c5 | Pipe and Fittings ( 350 mm dia. Concrete ) | Meter
DIVISION II - BUILDING | PART E | ITEM 1001 – STORM DRAINAGE AND SEWERAGE SYSTEM | 1001 (1)d1 | Pipe and Fittings ( 50 mm dia. High Density Polyethylene (HDPE) ) | Meter
DIVISION II - BUILDING | PART E | ITEM 1001 – STORM DRAINAGE AND SEWERAGE SYSTEM | 1001 (1)d2 | Pipe and Fittings ( 75 mm dia. High Density Polyethylene (HDPE) ) | Meter
DIVISION II - BUILDING | PART E | ITEM 1001 – STORM DRAINAGE AND SEWERAGE SYSTEM | 1001 (1)d3 | Pipe and Fittings ( 100 mm dia. High Density Polyethylene (HDPE) ) | Meter
DIVISION II - BUILDING | PART E | ITEM 1001 – STORM DRAINAGE AND SEWERAGE SYSTEM | 1001 (1)d4 | Pipe and Fittings ( 150 mm dia. High Density Polyethylene (HDPE) ) | Meter
DIVISION II - BUILDING | PART E | ITEM 1001 – STORM DRAINAGE AND SEWERAGE SYSTEM | 1001 (1)d5 | Pipe and Fittings ( 200 mm dia. High Density Polyethylene (HDPE) ) | Meter
DIVISION II - BUILDING | PART E | ITEM 1001 – STORM DRAINAGE AND SEWERAGE SYSTEM | 1001 (1)d6 | Pipe and Fittings ( 250 mm dia. High Density Polyethylene (HDPE) ) | Meter
DIVISION II - BUILDING | PART E | ITEM 1001 – STORM DRAINAGE AND SEWERAGE SYSTEM | 1001 (1)d7 | Pipe and Fittings ( 300 mm dia. High Density Polyethylene (HDPE) ) | Meter
DIVISION II - BUILDING | PART E | ITEM 1001 – STORM DRAINAGE AND SEWERAGE SYSTEM | 1001 (2) | Concrete Gutter ( ) | Meter
DIVISION II - BUILDING | PART E | ITEM 1001 – STORM DRAINAGE AND SEWERAGE SYSTEM | 1001 (3) | Concrete Canal ( ) | Meter
DIVISION II - BUILDING | PART E | ITEM 1001 – STORM DRAINAGE AND SEWERAGE SYSTEM | 1001 (4) | Wrought Iron Grating ( ) | Square Meter
DIVISION II - BUILDING | PART E | ITEM 1001 – STORM DRAINAGE AND SEWERAGE SYSTEM | 1001 (5)a | Catch Basin ( Concrete ) | Each
DIVISION II - BUILDING | PART E | ITEM 1001 – STORM DRAINAGE AND SEWERAGE SYSTEM | 1001 (5)b | Catch Basin ( CHB ) | Each
DIVISION II - BUILDING | PART E | ITEM 1001 – STORM DRAINAGE AND SEWERAGE SYSTEM | 1001 (6) | Catch Basin ( ) | Lump Sum
DIVISION II - BUILDING | PART E | ITEM 1001 – STORM DRAINAGE AND SEWERAGE SYSTEM | 1001 (7)a | Junction Box ( Concrete ) | Each
DIVISION II - BUILDING | PART E | ITEM 1001 – STORM DRAINAGE AND SEWERAGE SYSTEM | 1001 (7)b | Junction Box ( CHB ) | Each
DIVISION II - BUILDING | PART E | ITEM 1001 – STORM DRAINAGE AND SEWERAGE SYSTEM | 1001 (8) | Sewer Line Works ( ) | Lump Sum
DIVISION II - BUILDING | PART E | ITEM 1001 – STORM DRAINAGE AND SEWERAGE SYSTEM | 1001 (9) | Storm Drainage and Downspout ( ) | Lump Sum
DIVISION II - BUILDING | PART E | ITEM 1001 – STORM DRAINAGE AND SEWERAGE SYSTEM | 1001 (10) | Pipes with Fittings Connection ( ) | Lump Sum
DIVISION II - BUILDING | PART E | ITEM 1001 – STORM DRAINAGE AND SEWERAGE SYSTEM | 1001 (11) | Septic Vault/Tank ( Concrete/CHB ) | Lump Sum
DIVISION II - BUILDING | PART E | ITEM 1001 – STORM DRAINAGE AND SEWERAGE SYSTEM | 1001 (12) | Septic Vault/Tank ( PVC ) | Lump Sum
DIVISION II - BUILDING | PART E | ITEM 1001 – STORM DRAINAGE AND SEWERAGE SYSTEM | 1001 (13) | Septic Vault/Tank ( PVC ) | Each
DIVISION II - BUILDING | PART E | ITEM 1001 – STORM DRAINAGE AND SEWERAGE SYSTEM | 1001 (14) | Manhole ( Concrete/CHB ) | Lump Sum
DIVISION II - BUILDING | PART E | ITEM 1001 – STORM DRAINAGE AND SEWERAGE SYSTEM | 1001 (15) | Manhole ( Concrete/CHB ) | Each
DIVISION II - BUILDING | PART E | ITEM 1001 – STORM DRAINAGE AND SEWERAGE SYSTEM | 1001 (16)a1 | Inlets ( 150 mm dia. Concrete ) | Meter
DIVISION II - BUILDING | PART E | ITEM 1001 – STORM DRAINAGE AND SEWERAGE SYSTEM | 1001 (16)a2 | Inlets ( 200 mm dia. Concrete ) | Meter
DIVISION II - BUILDING | PART E | ITEM 1001 – STORM DRAINAGE AND SEWERAGE SYSTEM | 1001 (16)a3 | Inlets ( 250 mm dia. Concrete ) | Meter
DIVISION II - BUILDING | PART E | ITEM 1001 – STORM DRAINAGE AND SEWERAGE SYSTEM | 1001 (16)a4 | Inlets ( 300 mm dia. Concrete ) | Meter
DIVISION II - BUILDING | PART E | ITEM 1001 – STORM DRAINAGE AND SEWERAGE SYSTEM | 1001 (16)a5 | Inlets ( 350 mm dia. Concrete ) | Meter
DIVISION II - BUILDING | PART E | ITEM 1002 – PLUMBING | 1002 (1)a | Galvanized Iron Pipes with Fittings ( 13 mm dia. ) | Meter
DIVISION II - BUILDING | PART E | ITEM 1002 – PLUMBING | 1002 (1)b | Galvanized Iron Pipes with Fittings ( 25 mm dia. ) | Meter
DIVISION II - BUILDING | PART E | ITEM 1002 – PLUMBING | 1002 (1)c | Galvanized Iron Pipes with Fittings ( 32 mm dia. ) | Meter
DIVISION II - BUILDING | PART E | ITEM 1002 – PLUMBING | 1002 (1)d | Galvanized Iron Pipes with Fittings ( 40 mm dia. ) | Meter
DIVISION II - BUILDING | PART E | ITEM 1002 – PLUMBING | 1002 (1)e | Galvanized Iron Pipes with Fittings ( 50 mm dia. ) | Meter
DIVISION II - BUILDING | PART E | ITEM 1002 – PLUMBING | 1002 (1)f | Galvanized Iron Pipes with Fittings ( 65 mm dia. ) | Meter
DIVISION II - BUILDING | PART E | ITEM 1002 – PLUMBING | 1002 (1)g | Galvanized Iron Pipes with Fittings ( 75 mm dia. ) | Meter
DIVISION II - BUILDING | PART E | ITEM 1002 – PLUMBING | 1002 (1)h | Galvanized Iron Pipes with Fittings ( 100 mm dia. ) | Meter
DIVISION II - BUILDING | PART E | ITEM 1002 – PLUMBING | 1002 (1)i | Galvanized Iron Pipes with Fittings ( 150 mm dia. ) | Meter
DIVISION II - BUILDING | PART E | ITEM 1002 – PLUMBING | 1002 (2)a1 | Polyprophylene Random Copolymer (PPR-C) Pipes with Fittings ( 20 mm dia. PN 10) | Meter
DIVISION II - BUILDING | PART E | ITEM 1002 – PLUMBING | 1002 (2)a2 | Polyprophylene Random Copolymer (PPR-C) Pipes with Fittings ( 20 mm dia. PN 16) | Meter
DIVISION II - BUILDING | PART E | ITEM 1002 – PLUMBING | 1002 (2)a3 | Polyprophylene Random Copolymer (PPR-C) Pipes with Fittings ( 20 mm dia. PN 20) | Meter
DIVISION II - BUILDING | PART E | ITEM 1002 – PLUMBING | 1002 (2)b1 | Polyprophylene Random Copolymer (PPR-C) Pipes with Fittings ( 25 mm dia. PN 10) | Meter
DIVISION II - BUILDING | PART E | ITEM 1002 – PLUMBING | 1002 (2)b2 | Polyprophylene Random Copolymer (PPR-C) Pipes with Fittings ( 25 mm dia. PN 16) | Meter
DIVISION II - BUILDING | PART E | ITEM 1002 – PLUMBING | 1002 (2)b3 | Polyprophylene Random Copolymer (PPR-C) Pipes with Fittings ( 25 mm dia. PN 20) | Meter
DIVISION II - BUILDING | PART E | ITEM 1002 – PLUMBING | 1002 (2)c1 | Polyprophylene Random Copolymer (PPR-C) Pipes with Fittings ( 32 mm dia. PN 10) | Meter
DIVISION II - BUILDING | PART E | ITEM 1002 – PLUMBING | 1002 (2)c2 | Polyprophylene Random Copolymer (PPR-C) Pipes with Fittings ( 32 mm dia. PN 16) | Meter
DIVISION II - BUILDING | PART E | ITEM 1002 – PLUMBING | 1002 (2)c3 | Polyprophylene Random Copolymer (PPR-C) Pipes with Fittings ( 32 mm dia. PN 20) | Meter
DIVISION II - BUILDING | PART E | ITEM 1002 – PLUMBING | 1002 (2)d1 | Polyprophylene Random Copolymer (PPR-C) Pipes with Fittings ( 40 mm dia. PN 10) | Meter
DIVISION II - BUILDING | PART E | ITEM 1002 – PLUMBING | 1002 (2)d2 | Polyprophylene Random Copolymer (PPR-C) Pipes with Fittings ( 40 mm dia. PN 16) | Meter
DIVISION II - BUILDING | PART E | ITEM 1002 – PLUMBING | 1002 (2)d3 | Polyprophylene Random Copolymer (PPR-C) Pipes with Fittings ( 40 mm dia. PN 20) | Meter
DIVISION II - BUILDING | PART E | ITEM 1002 – PLUMBING | 1002 (2)e1 | Polyprophylene Random Copolymer (PPR-C) Pipes with Fittings ( 50 mm dia. PN 10) | Meter
DIVISION II - BUILDING | PART E | ITEM 1002 – PLUMBING | 1002 (2)e2 | Polyprophylene Random Copolymer (PPR-C) Pipes with Fittings ( 50 mm dia. PN 16) | Meter
DIVISION II - BUILDING | PART E | ITEM 1002 – PLUMBING | 1002 (2)e3 | Polyprophylene Random Copolymer (PPR-C) Pipes with Fittings ( 50 mm dia. PN 20) | Meter
DIVISION II - BUILDING | PART E | ITEM 1002 – PLUMBING | 1002 (2)f1 | Polyprophylene Random Copolymer (PPR-C) Pipes with Fittings ( 63 mm dia. PN 10) | Meter
DIVISION II - BUILDING | PART E | ITEM 1002 – PLUMBING | 1002 (2)f2 | Polyprophylene Random Copolymer (PPR-C) Pipes with Fittings ( 63 mm dia. PN 16) | Meter
DIVISION II - BUILDING | PART E | ITEM 1002 – PLUMBING | 1002 (2)f3 | Polyprophylene Random Copolymer (PPR-C) Pipes with Fittings ( 63 mm dia. PN 20) | Meter
DIVISION II - BUILDING | PART E | ITEM 1002 – PLUMBING | 1002 (2)g1 | Polyprophylene Random Copolymer (PPR-C) Pipes with Fittings ( 75 mm dia. PN 10) | Meter
DIVISION II - BUILDING | PART E | ITEM 1002 – PLUMBING | 1002 (2)g2 | Polyprophylene Random Copolymer (PPR-C) Pipes with Fittings ( 75 mm dia. PN 16) | Meter
DIVISION II - BUILDING | PART E | ITEM 1002 – PLUMBING | 1002 (2)g3 | Polyprophylene Random Copolymer (PPR-C) Pipes with Fittings ( 75 mm dia. PN 20) | Meter
DIVISION II - BUILDING | PART E | ITEM 1002 – PLUMBING | 1002 (2)h1 | Polyprophylene Random Copolymer (PPR-C) Pipes with Fittings ( 100 mm dia. PN 10) | Meter
DIVISION II - BUILDING | PART E | ITEM 1002 – PLUMBING | 1002 (2)h2 | Polyprophylene Random Copolymer (PPR-C) Pipes with Fittings ( 100 mm dia. PN 16) | Meter
DIVISION II - BUILDING | PART E | ITEM 1002 – PLUMBING | 1002 (2)h3 | Polyprophylene Random Copolymer (PPR-C) Pipes with Fittings ( 100 mm dia. PN 20) | Meter
DIVISION II - BUILDING | PART E | ITEM 1002 – PLUMBING | 1002 (3)a | PVC Pipes (blue) with Fittings ( 20 mm dia. ) | Meter
DIVISION II - BUILDING | PART E | ITEM 1002 – PLUMBING | 1002 (3)b | PVC Pipes (blue) with Fittings ( 25 mm dia. ) | Meter
DIVISION II - BUILDING | PART E | ITEM 1002 – PLUMBING | 1002 (3)c | PVC Pipes (blue) with Fittings ( 32 mm dia. ) | Meter
DIVISION II - BUILDING | PART E | ITEM 1002 – PLUMBING | 1002 (3)d | PVC Pipes (blue) with Fittings ( 40 mm dia. ) | Meter
DIVISION II - BUILDING | PART E | ITEM 1002 – PLUMBING | 1002 (3)e | PVC Pipes (blue) with Fittings ( 50 mm dia. ) | Meter
DIVISION II - BUILDING | PART E | ITEM 1002 – PLUMBING | 1002 (3)f | PVC Pipes (blue) with Fittings ( 65 mm dia. ) | Meter
DIVISION II - BUILDING | PART E | ITEM 1002 – PLUMBING | 1002 (3)g | PVC Pipes (blue) with Fittings ( 75 mm dia. ) | Meter
DIVISION II - BUILDING | PART E | ITEM 1002 – PLUMBING | 1002 (3)h | PVC Pipes (blue) with Fittings ( 100 mm dia. ) | Meter
DIVISION II - BUILDING | PART E | ITEM 1002 – PLUMBING | 1002 (4) | Plumbing Fixtures ( ) | Lump Sum
DIVISION II - BUILDING | PART E | ITEM 1002 – PLUMBING | 1002 (5)a | Water Closet, Elongated, Complete ( Tank Type) | Set
DIVISION II - BUILDING | PART E | ITEM 1002 – PLUMBING | 1002 (5)b | Water Closet, Elongated, Complete ( Flush Type) | Set
DIVISION II - BUILDING | PART E | ITEM 1002 – PLUMBING | 1002 (6) | Water Closet, Elongated, Automatic Flush Valve, Complete ( Sensor Type) | Set
DIVISION II - BUILDING | PART E | ITEM 1002 – PLUMBING | 1002 (7)a | Water Closet, Round Front, Complete ( Tank Type) | Set
DIVISION II - BUILDING | PART E | ITEM 1002 – PLUMBING | 1002 (7)b | Water Closet, Round Front, Complete ( Flush Type) | Set
DIVISION II - BUILDING | PART E | ITEM 1002 – PLUMBING | 1002 (8) | Water Closet, Round Front, Automatic Flush Valve, Complete ( Sensor Type) | Set
DIVISION II - BUILDING | PART E | ITEM 1002 – PLUMBING | 1002 (9)a | Urinal, Flush Valve, Complete ( Push Button Type) | Set
DIVISION II - BUILDING | PART E | ITEM 1002 – PLUMBING | 1002 (9)b | Urinal, Flush Valve, Complete ( Lever Arm Type) | Set
DIVISION II - BUILDING | PART E | ITEM 1002 – PLUMBING | 1002 (10) | Urinal, Automatic Flush Valve, Complete ( Sensor Type) | Set
DIVISION II - BUILDING | PART E | ITEM 1002 – PLUMBING | 1002 (11)a | Kitchen Sink, Complete ( Stainless) | Set
DIVISION II - BUILDING | PART E | ITEM 1002 – PLUMBING | 1002 (11)b | Kitchen Sink, Complete ( Aluminum) | Set
DIVISION II - BUILDING | PART E | ITEM 1002 – PLUMBING | 1002 (11)c | Kitchen Sink, Complete ( Plastic) | Set
DIVISION II - BUILDING | PART E | ITEM 1002 – PLUMBING | 1002 (12) | Scrub Up Sink, Complete ( ) | Set
DIVISION II - BUILDING | PART E | ITEM 1002 – PLUMBING | 1002 (13) | Slop Sink, Complete ( ) | Set
DIVISION II - BUILDING | PART E | ITEM 1002 – PLUMBING | 1002 (14)a | Lavatory, Wall Hung, Complete ( Manually Operated) | Set
DIVISION II - BUILDING | PART E | ITEM 1002 – PLUMBING | 1002 (14)b | Lavatory, Wall Hung, Complete ( Sensor Type) | Set
DIVISION II - BUILDING | PART E | ITEM 1002 – PLUMBING | 1002 (15)a | Lavatory, Counter Top/Under Counter, Complete ( Manually Operated) | Set
DIVISION II - BUILDING | PART E | ITEM 1002 – PLUMBING | 1002 (15)b | Lavatory, Counter Top/Under Counter, Complete ( Sensor Type) | Set
DIVISION II - BUILDING | PART E | ITEM 1002 – PLUMBING | 1002 (16)a1 | Floor Drain Plates ( 50 mm dia. Stainless) | Set
DIVISION II - BUILDING | PART E | ITEM 1002 – PLUMBING | 1002 (16)a2 | Floor Drain Plates ( 75 mm dia. Stainless) | Set
DIVISION II - BUILDING | PART E | ITEM 1002 – PLUMBING | 1002 (16)a3 | Floor Drain Plates ( 100 mm dia. Stainless) | Set
DIVISION II - BUILDING | PART E | ITEM 1002 – PLUMBING | 1002 (16)b1 | Floor Drain Plates ( 50 mm dia. Brass) | Set
DIVISION II - BUILDING | PART E | ITEM 1002 – PLUMBING | 1002 (16)b2 | Floor Drain Plates ( 75 mm dia. Brass) | Set
DIVISION II - BUILDING | PART E | ITEM 1002 – PLUMBING | 1002 (16)b3 | Floor Drain Plates ( 100 mm dia. Brass) | Set
DIVISION II - BUILDING | PART E | ITEM 1002 – PLUMBING | 1002 (17) | Bidet ( ) | Piece
DIVISION II - BUILDING | PART E | ITEM 1002 – PLUMBING | 1002 (18) | Stainless Steel Grab Bar ( 40 mm dia. ) | Linear Meter
DIVISION II - BUILDING | PART E | ITEM 1002 – PLUMBING | 1002 (19) | Shower Head/Shower Valve ( ) | Set
DIVISION II - BUILDING | PART E | ITEM 1002 – PLUMBING | 1002 (20) | Facial Mirror ( ) | Square Meter
DIVISION II - BUILDING | PART E | ITEM 1002 – PLUMBING | 1002 (21) | Faucet ( ) | Piece
DIVISION II - BUILDING | PART E | ITEM 1002 – PLUMBING | 1002 (22) | Hose Bibb ( ) | Piece
DIVISION II - BUILDING | PART E | ITEM 1002 – PLUMBING | 1002 (23)a | Water Meter ( 20 mm dia. ) | Piece
DIVISION II - BUILDING | PART E | ITEM 1002 – PLUMBING | 1002 (23)b | Water Meter ( 25 mm dia. ) | Piece
DIVISION II - BUILDING | PART E | ITEM 1002 – PLUMBING | 1002 (23)c | Water Meter ( 32 mm dia. ) | Piece
DIVISION II - BUILDING | PART E | ITEM 1002 – PLUMBING | 1002 (24) | Cold Water Lines ( ) | Lump Sum
DIVISION II - BUILDING | PART E | ITEM 1002 – PLUMBING | 1002 (25) | Hot Water Lines ( ) | Lump Sum
DIVISION II - BUILDING | PART E | ITEM 1002 – PLUMBING | 1002 (26) | Cistern ( ) | Lump Sum
DIVISION II - BUILDING | PART E | ITEM 1002 – PLUMBING | 1002 (27) | Plumbing Works ( ) | Lump Sum
DIVISION II - BUILDING | PART E | ITEM 1002 – PLUMBING | 1002 (28)a | Squat Bowl, Complete ( Ceramic Porcelain) | Set
DIVISION II - BUILDING | PART E | ITEM 1002 – PLUMBING | 1002 (28)b | Squat Bowl, Complete ( Plastic) | Set
DIVISION II - BUILDING | PART E | ITEM 1002 – PLUMBING | 1002 (29) | Toilet Bowl, Complete ( Plastic) | Set
DIVISION II - BUILDING | PART E | ITEM 1002 – PLUMBING | 1003 (1)a1 | Ceiling ( 4.5 mm Metal Frame Fiber Cement Board) | Square Meter
DIVISION II - BUILDING | PART E | ITEM 1002 – PLUMBING | 1003 (1)a2 | Ceiling ( 4.5 mm Wood Frame Fiber Cement Board) | Square Meter
DIVISION II - BUILDING | PART E | ITEM 1002 – PLUMBING | 1003 (1)b1 | Ceiling ( 4.5 mm Metal Frame Marine Plywood) | Square Meter
DIVISION II - BUILDING | PART E | ITEM 1002 – PLUMBING | 1003 (1)b2 | Ceiling ( 4.5 mm Wood Frame Marine Plywood) | Square Meter
DIVISION II - BUILDING | PART E | ITEM 1002 – PLUMBING | 1003 (1)b3 | Ceiling ( 6 mm Metal Frame Marine Plywood) | Square Meter
DIVISION II - BUILDING | PART E | ITEM 1002 – PLUMBING | 1003 (1)b4 | Ceiling ( 6 mm Wood Frame Marine Plywood) | Square Meter
DIVISION II - BUILDING | PART E | ITEM 1002 – PLUMBING | 1003 (1)c1 | Ceiling ( 6 mm Metal Frame Ordinary Plywood) | Square Meter
DIVISION II - BUILDING | PART E | ITEM 1002 – PLUMBING | 1003 (1)c2 | Ceiling ( 6 mm Wood Frame Ordinary Plywood) | Square Meter
DIVISION II - BUILDING | PART E | ITEM 1002 – PLUMBING | 1003 (1)d | Ceiling ( Metal Frame Gypsum Board) | Square Meter
DIVISION II - BUILDING | PART E | ITEM 1002 – PLUMBING | 1003 (1)e | Ceiling ( Metal Frame Prepainted Metal Panel) | Square Meter
DIVISION II - BUILDING | PART E | ITEM 1002 – PLUMBING | 1003 (1)f | Ceiling ( Metal Frame Aluminum Metal Cladding) | Square Meter
DIVISION II - BUILDING | PART E | ITEM 1002 – PLUMBING | 1003 (1)g | Ceiling ( Wood Frame Wood) | Square Meter
DIVISION II - BUILDING | PART E | ITEM 1002 – PLUMBING | 1003 (2)a1 | Wall ( 4.5 mm Metal Frame Fiber Cement Board) | Square Meter
DIVISION II - BUILDING | PART E | ITEM 1002 – PLUMBING | 1003 (2)a2 | Wall ( 4.5 mm Wood Frame Fiber Cement Board) | Square Meter
DIVISION II - BUILDING | PART E | ITEM 1002 – PLUMBING | 1003 (2)a3 | Wall ( 6 mm Metal Frame Fiber Cement Board) | Square Meter
DIVISION II - BUILDING | PART E | ITEM 1002 – PLUMBING | 1003 (2)a4 | Wall ( 10 mm Metal Frame Fiber Cement Board) | Square Meter
DIVISION II - BUILDING | PART E | ITEM 1002 – PLUMBING | 1003 (2)a5 | Wall ( 12 mm Metal Frame Fiber Cement Board) | Square Meter
DIVISION II - BUILDING | PART E | ITEM 1002 – PLUMBING | 1003 (2)a6 | Wall ( 6 mm Wood Frame Fiber Cement Board) | Square Meter
DIVISION II - BUILDING | PART E | ITEM 1002 – PLUMBING | 1003 (2)b1 | Wall ( 4.5 mm Metal Frame Marine Plywood) | Square Meter
DIVISION II - BUILDING | PART E | ITEM 1002 – PLUMBING | 1003 (2)b2 | Wall ( 4.5 mm Wood Frame Marine Plywood) | Square Meter
DIVISION II - BUILDING | PART E | ITEM 1002 – PLUMBING | 1003 (2)b3 | Wall ( 6 mm Metal Frame Marine Plywood) | Square Meter
DIVISION II - BUILDING | PART E | ITEM 1002 – PLUMBING | 1003 (2)b4 | Wall ( 6 mm Wood Frame Marine Plywood) | Square Meter
DIVISION II - BUILDING | PART E | ITEM 1002 – PLUMBING | 1003 (2)c1 | Wall ( 6 mm Metal Frame Ordinary Plywood) | Square Meter
DIVISION II - BUILDING | PART E | ITEM 1002 – PLUMBING | 1003 (2)c2 | Wall ( 6 mm Wood Frame Ordinary Plywood) | Square Meter
DIVISION II - BUILDING | PART E | ITEM 1002 – PLUMBING | 1003 (2)d | Wall ( Aluminum Metal Cladding) | Square Meter
DIVISION II - BUILDING | PART E | ITEM 1002 – PLUMBING | 1003 (3) | Cabinets ( ) | Square Meter
DIVISION II - BUILDING | PART E | ITEM 1002 – PLUMBING | 1003 (4) | Cabinets ( ) | Each
DIVISION II - BUILDING | PART E | ITEM 1002 – PLUMBING | 1003 (5) | Roof Frame ( Wood) | Board Foot
DIVISION II - BUILDING | PART E | ITEM 1002 – PLUMBING | 1003 (6) | Floor Frame ( Wood) | Board Foot
DIVISION II - BUILDING | PART E | ITEM 1002 – PLUMBING | 1003 (7) | Flooring ( Wood) | Square Meter
DIVISION II - BUILDING | PART E | ITEM 1002 – PLUMBING | 1003 (8) | Flooring ( Wood) | Board Foot
DIVISION II - BUILDING | PART E | ITEM 1002 – PLUMBING | 1003 (9) | Wall Frame ( Wood) | Each
DIVISION II - BUILDING | PART E | ITEM 1002 – PLUMBING | 1003 (10) | Wall Frame ( Wood) | Meter
DIVISION II - BUILDING | PART E | ITEM 1002 – PLUMBING | 1003 (11)a1 | Fascia Board ( 19 mm Fiber Cement Board) | Meter
DIVISION II - BUILDING | PART E | ITEM 1002 – PLUMBING | 1003 (11)a2 | Fascia Board ( 25 mm Lumber) | Meter
DIVISION II - BUILDING | PART E | ITEM 1002 – PLUMBING | 1003 (12) | Fascia Board ( Metal) | Kilogram
DIVISION II - BUILDING | PART E | ITEM 1002 – PLUMBING | 1003 (13) | Phenolic Board ( ) | Each
DIVISION II - BUILDING | PART E | ITEM 1002 – PLUMBING | 1003 (14) | Phenolic Board ( ) | Square Meter
DIVISION II - BUILDING | PART E | ITEM 1002 – PLUMBING | 1003 (15)a | Moulding ( Wood) | Meter
DIVISION II - BUILDING | PART E | ITEM 1002 – PLUMBING | 1003 (15)b | Moulding ( Concrete) | Meter
DIVISION II - BUILDING | PART E | ITEM 1002 – PLUMBING | 1003 (15)c | Moulding ( Precast) | Meter
DIVISION II - BUILDING | PART E | ITEM 1002 – PLUMBING | 1003 (15)d | Moulding ( PVC) | Meter
DIVISION II - BUILDING | PART E | ITEM 1002 – PLUMBING | 1003 (15)e | Moulding ( Steel) | Meter
DIVISION II - BUILDING | PART E | ITEM 1002 – PLUMBING | 1003 (16) | Pressurized Laminated Wood Particles ( ) | Square Meter
DIVISION II - BUILDING | PART E | ITEM 1002 – PLUMBING | 1003 (17) | Carpentry and Joinery Works ( ) | Lump Sum
DIVISION II - BUILDING | PART E | ITEM 1002 – PLUMBING | 1003 (18) | Lawanit ( ) | Square Meter
DIVISION II - BUILDING | PART E | ITEM 1002 – PLUMBING | 1003 (19) | Wooden Post ( Good Lumber) | Board Foot
DIVISION II - BUILDING | PART E | ITEM 1002 – PLUMBING | 1003 (20) | Coco Lumber ( ) | Board Foot
DIVISION II - BUILDING | PART E | ITEM 1002 – PLUMBING | 1003 (21) | Moulding ( ) | Lump Sum
DIVISION II - BUILDING | PART E | ITEM 1002 – PLUMBING | 1003 (22) | Modular Partition ( ) | Square Meter
DIVISION II - BUILDING | PART E | ITEM 1002 – PLUMBING | 1003 (23) | Modular Partition ( ) | Lump Sum
DIVISION II - BUILDING | PART E | ITEM 1002 – PLUMBING | 1003 (24) | Wall ( ) | Lump Sum
DIVISION II - BUILDING | PART E | ITEM 1002 – PLUMBING | 1004 (1) | Rough Hardware ( ) | Lump Sum
DIVISION II - BUILDING | PART E | ITEM 1002 – PLUMBING | 1004 (2) | Finishing Hardware ( ) | Lump Sum
DIVISION II - BUILDING | PART E | ITEM 1005 – STEEL WINDOWS | 1005 (1) | Residential Casement ( ) | Square Meter
DIVISION II - BUILDING | PART E | ITEM 1005 – STEEL WINDOWS | 1005 (2) | Heavy Duty Side-hinged Ventilator ( ) | Square Meter
DIVISION II - BUILDING | PART E | ITEM 1005 – STEEL WINDOWS | 1005 (3) | Projected Ventilator ( ) | Square Meter
DIVISION II - BUILDING | PART E | ITEM 1005 – STEEL WINDOWS | 1005 (4) | Awning Ventilator ( ) | Square Meter
DIVISION II - BUILDING | PART E | ITEM 1005 – STEEL WINDOWS | 1005 (5) | Steel Window ( ) | Lump Sum
DIVISION II - BUILDING | PART E | ITEM 1005 – STEEL WINDOWS | 1005 (6) | Window Accessory ( ) | Lump Sum
DIVISION II - BUILDING | PART E | ITEM 1005 – STEEL WINDOWS | 1006 (1) | Hollow Steel Door ( ) | Square Meter
DIVISION II - BUILDING | PART E | ITEM 1005 – STEEL WINDOWS | 1006 (2) | Flush Door ( ) | Square Meter
DIVISION II - BUILDING | PART E | ITEM 1005 – STEEL WINDOWS | 1006 (3) | Grille Door ( ) | Square Meter
DIVISION II - BUILDING | PART E | ITEM 1005 – STEEL WINDOWS | 1006 (4) | Steel Louver Door ( ) | Square Meter
DIVISION II - BUILDING | PART E | ITEM 1005 – STEEL WINDOWS | 1006 (5) | Fire Rated Fire Exit Steel Door ( ) | Square Meter
DIVISION II - BUILDING | PART E | ITEM 1005 – STEEL WINDOWS | 1006 (6) | Steel Doors and Frames ( ) | Lump Sum
DIVISION II - BUILDING | PART E | ITEM 1007 – ALUMINUM FRAMED GLASS DOORS | 1007 (1)a | Aluminum Framed Glass Door ( Sliding Type) | Square Meter
DIVISION II - BUILDING | PART E | ITEM 1007 – ALUMINUM FRAMED GLASS DOORS | 1007 (1)b | Aluminum Framed Glass Door ( Swing Type) | Square Meter
DIVISION II - BUILDING | PART E | ITEM 1007 – ALUMINUM FRAMED GLASS DOORS | 1007 (2) | Aluminum Framed Glass Door ( ) | Lump Sum
DIVISION II - BUILDING | PART E | ITEM 1008 – ALUMINUM GLASS WINDOWS | 1008 (1)a | Aluminum Glass Windows ( Sliding Type) | Square Meter
DIVISION II - BUILDING | PART E | ITEM 1008 – ALUMINUM GLASS WINDOWS | 1008 (1)b | Aluminum Glass Windows ( Casement Type) | Square Meter
DIVISION II - BUILDING | PART E | ITEM 1008 – ALUMINUM GLASS WINDOWS | 1008 (1)c | Aluminum Glass Windows ( Awning Type) | Square Meter
DIVISION II - BUILDING | PART E | ITEM 1008 – ALUMINUM GLASS WINDOWS | 1008 (1)d | Aluminum Glass Windows ( Fixed Type) | Square Meter
DIVISION II - BUILDING | PART E | ITEM 1008 – ALUMINUM GLASS WINDOWS | 1008 (2) | Aluminum Glass Windows ( ) | Lump Sum
DIVISION II - BUILDING | PART E | ITEM 1009 – JALOUSIE WINDOWS | 1009 (1)a | Jalousie Windows ( Glass) | Square Meter
DIVISION II - BUILDING | PART E | ITEM 1009 – JALOUSIE WINDOWS | 1009 (1)b | Jalousie Windows ( Wood) | Square Meter
DIVISION II - BUILDING | PART E | ITEM 1009 – JALOUSIE WINDOWS | 1009 (2) | Jalousie Windows ( ) | Lump Sum
DIVISION II - BUILDING | PART E | ITEM 1010 – WOODEN DOORS AND WINDOWS | 1010 (1) | Frames ( Jambs, Sills, Head, Transoms and Mullions) | Set
DIVISION II - BUILDING | PART E | ITEM 1010 – WOODEN DOORS AND WINDOWS | 1010 (2)a | Doors ( Flush) | Square Meter
DIVISION II - BUILDING | PART E | ITEM 1010 – WOODEN DOORS AND WINDOWS | 1010 (2)b | Doors ( Wood Panel) | Square Meter
DIVISION II - BUILDING | PART E | ITEM 1010 – WOODEN DOORS AND WINDOWS | 1010 (2)c | Doors ( Glass Panel) | Square Meter
DIVISION II - BUILDING | PART E | ITEM 1010 – WOODEN DOORS AND WINDOWS | 1010 (3) | Window Sashes ( ) | Square Meter
DIVISION II - BUILDING | PART E | ITEM 1010 – WOODEN DOORS AND WINDOWS | 1010 (4) | Wooden Doors and Windows ( ) | Lump Sum
DIVISION II - BUILDING | PART E | ITEM 1011 – ROLL-UP DOORS | 1011 (1)a | Roll-Up Door ( Steel) | Set
DIVISION II - BUILDING | PART E | ITEM 1011 – ROLL-UP DOORS | 1011 (1)b | Roll-Up Door ( Aluminum) | Set
DIVISION II - BUILDING | PART E | ITEM 1011 – ROLL-UP DOORS | 1011 (2) | Roll-Up Doors ( ) | Lump Sum
DIVISION II - BUILDING | PART E | ITEM 1012 – GLASS AND GLAZING | 1012 (1)a | Basic Annealed Float Glass ( 3 mm ) | Square Meter
DIVISION II - BUILDING | PART E | ITEM 1012 – GLASS AND GLAZING | 1012 (1)b | Basic Annealed Float Glass ( 4 mm ) | Square Meter
DIVISION II - BUILDING | PART E | ITEM 1012 – GLASS AND GLAZING | 1012 (1)c | Basic Annealed Float Glass ( 5 mm ) | Square Meter
DIVISION II - BUILDING | PART E | ITEM 1012 – GLASS AND GLAZING | 1012 (1)d | Basic Annealed Float Glass ( 5.6 mm ) | Square Meter
DIVISION II - BUILDING | PART E | ITEM 1012 – GLASS AND GLAZING | 1012 (1)e | Basic Annealed Float Glass ( 6 mm ) | Square Meter
DIVISION II - BUILDING | PART E | ITEM 1012 – GLASS AND GLAZING | 1012 (1)f | Basic Annealed Float Glass ( 8 mm ) | Square Meter
DIVISION II - BUILDING | PART E | ITEM 1012 – GLASS AND GLAZING | 1012 (1)g | Basic Annealed Float Glass ( 10 mm ) | Square Meter
DIVISION II - BUILDING | PART E | ITEM 1012 – GLASS AND GLAZING | 1012 (1)h | Basic Annealed Float Glass ( 12 mm ) | Square Meter
DIVISION II - BUILDING | PART E | ITEM 1012 – GLASS AND GLAZING | 1012 (2) | Ordinary Window & Sheet Glass ( 5.6 mm ) | Square Meter
DIVISION II - BUILDING | PART E | ITEM 1012 – GLASS AND GLAZING | 1012 (3)a1 | Tempered Glass ( 4 mm ) | Square Meter
DIVISION II - BUILDING | PART E | ITEM 1012 – GLASS AND GLAZING | 1012 (3)a2 | Tempered Glass ( 5 mm ) | Square Meter
DIVISION II - BUILDING | PART E | ITEM 1012 – GLASS AND GLAZING | 1012 (3)a3 | Tempered Glass ( 6 mm ) | Square Meter
DIVISION II - BUILDING | PART E | ITEM 1012 – GLASS AND GLAZING | 1012 (3)a4 | Tempered Glass ( 8 mm ) | Square Meter
DIVISION II - BUILDING | PART E | ITEM 1012 – GLASS AND GLAZING | 1012 (3)a5 | Tempered Glass ( 10 mm ) | Square Meter
DIVISION II - BUILDING | PART E | ITEM 1012 – GLASS AND GLAZING | 1012 (3)a6 | Tempered Glass ( 12 mm ) | Square Meter
DIVISION II - BUILDING | PART E | ITEM 1012 – GLASS AND GLAZING | 1012 (4)a1 | Laminated Safety Glass ( 6 mm ) | Square Meter
DIVISION II - BUILDING | PART E | ITEM 1012 – GLASS AND GLAZING | 1012 (4)a2 | Laminated Safety Glass ( 8 mm ) | Square Meter
DIVISION II - BUILDING | PART E | ITEM 1012 – GLASS AND GLAZING | 1012 (4)a3 | Laminated Safety Glass ( 10 mm ) | Square Meter
DIVISION II - BUILDING | PART E | ITEM 1012 – GLASS AND GLAZING | 1012 (4)a4 | Laminated Safety Glass ( 12 mm ) | Square Meter
DIVISION II - BUILDING | PART E | ITEM 1012 – GLASS AND GLAZING | 1012 (5)a1 | Special Performance Glass or Processed Glass ( 6 mm ) | Square Meter
DIVISION II - BUILDING | PART E | ITEM 1012 – GLASS AND GLAZING | 1012 (5)a2 | Special Performance Glass or Processed Glass ( 8 mm ) | Square Meter
DIVISION II - BUILDING | PART E | ITEM 1012 – GLASS AND GLAZING | 1012 (5)a3 | Special Performance Glass or Processed Glass ( 10 mm ) | Square Meter
DIVISION II - BUILDING | PART E | ITEM 1012 – GLASS AND GLAZING | 1012 (5)a4 | Special Performance Glass or Processed Glass ( 12 mm ) | Square Meter
DIVISION II - BUILDING | PART E | ITEM 1012 – GLASS AND GLAZING | 1012 (6)a1 | Mirror Glass ( 3 mm ) | Square Meter
DIVISION II - BUILDING | PART E | ITEM 1012 – GLASS AND GLAZING | 1012 (6)a2 | Mirror Glass ( 5 mm ) | Square Meter
DIVISION II - BUILDING | PART E | ITEM 1012 – GLASS AND GLAZING | 1012 (6)a3 | Mirror Glass ( 6 mm ) | Square Meter
DIVISION II - BUILDING | PART E | ITEM 1012 – GLASS AND GLAZING | 1012 (7)a1 | Safety Glass ( 3 mm ) | Square Meter
DIVISION II - BUILDING | PART E | ITEM 1012 – GLASS AND GLAZING | 1012 (7)a2 | Safety Glass ( 4 mm ) | Square Meter
DIVISION II - BUILDING | PART E | ITEM 1012 – GLASS AND GLAZING | 1012 (7)a3 | Safety Glass ( 4.8 mm ) | Square Meter
DIVISION II - BUILDING | PART E | ITEM 1012 – GLASS AND GLAZING | 1012 (7)a4 | Safety Glass ( 5 mm ) | Square Meter
DIVISION II - BUILDING | PART E | ITEM 1012 – GLASS AND GLAZING | 1012 (7)a5 | Safety Glass ( 5.6 mm ) | Square Meter
DIVISION II - BUILDING | PART E | ITEM 1012 – GLASS AND GLAZING | 1012 (7)a6 | Safety Glass ( 6 mm ) | Square Meter
DIVISION II - BUILDING | PART E | ITEM 1012 – GLASS AND GLAZING | 1012 (7)a7 | Safety Glass ( 6.4 mm ) | Square Meter
DIVISION II - BUILDING | PART E | ITEM 1012 – GLASS AND GLAZING | 1012 (7)a8 | Safety Glass ( 8 mm ) | Square Meter
DIVISION II - BUILDING | PART E | ITEM 1012 – GLASS AND GLAZING | 1012 (7)a9 | Safety Glass ( 10 mm ) | Square Meter
DIVISION II - BUILDING | PART E | ITEM 1012 – GLASS AND GLAZING | 1012 (7)a10 | Safety Glass ( 12 mm ) | Square Meter
DIVISION II - BUILDING | PART E | ITEM 1012 – GLASS AND GLAZING | 1012 (8) | Glass and Glazing ( ) | Square Meter
DIVISION II - BUILDING | PART E | ITEM 1012 – GLASS AND GLAZING | 1013 (1) | Corrugated Metal Roofing ( Gauge 26 (0.551 mm) ) | Square Meter
DIVISION II - BUILDING | PART E | ITEM 1012 – GLASS AND GLAZING | 1013 (2)a | Fabricated Metal Roofing Accessory ( Gauge 26 (0.551 mm) Ridge/Hip Rolls) | Linear Meter
DIVISION II - BUILDING | PART E | ITEM 1012 – GLASS AND GLAZING | 1013 (2)b | Fabricated Metal Roofing Accessory ( Gauge 26 (0.551 mm) Flashing) | Linear Meter
DIVISION II - BUILDING | PART E | ITEM 1012 – GLASS AND GLAZING | 1013 (2)c | Fabricated Metal Roofing Accessory ( Gauge 24 (0.701 mm) Gutters) | Linear Meter
DIVISION II - BUILDING | PART E | ITEM 1012 – GLASS AND GLAZING | 1013 (2)d | Fabricated Metal Roofing Accessory ( Downspouts) | Linear Meter
DIVISION II - BUILDING | PART E | ITEM 1012 – GLASS AND GLAZING | 1013 (2)e | Fabricated Metal Roofing Accessory ( Gauge 24 (0.701 mm) Valley Rolls/Gutter) | Linear Meter
DIVISION II - BUILDING | PART E | ITEM 1012 – GLASS AND GLAZING | 1013 (2)f | Fabricated Metal Roofing Accessory ( Gauge 24 (0.701 mm) Counter Flashing Gutter) | Linear Meter
DIVISION II - BUILDING | PART E | ITEM 1012 – GLASS AND GLAZING | 1013 (3) | Fabricated Metal Roofing Accessory ( Gauge 26 (0.551 mm) Plain G.I. Sheet) | Each
DIVISION II - BUILDING | PART E | ITEM 1012 – GLASS AND GLAZING | 1013 (4) | Roof Ventilators ( ) | Each
DIVISION II - BUILDING | PART E | ITEM 1012 – GLASS AND GLAZING | 1013 (5) | Corrugated Asphalt Roofing ( 3 mm ) | Square Meter
DIVISION II - BUILDING | PART E | ITEM 1012 – GLASS AND GLAZING | 1013 (6)a | Fabricated Asphalt Roofing Accessory ( Gauge 26 (0.551 mm) Ridge/Hip Rolls) | Linear Meter
DIVISION II - BUILDING | PART E | ITEM 1012 – GLASS AND GLAZING | 1013 (6)b | Fabricated Asphalt Roofing Accessory ( Gauge 26 (0.551 mm) Flashings) | Linear Meter
DIVISION II - BUILDING | PART E | ITEM 1012 – GLASS AND GLAZING | 1013 (6)c | Fabricated Asphalt Roofing Accessory ( Gauge 24 (0.701 mm) Gutters) | Linear Meter
DIVISION II - BUILDING | PART E | ITEM 1012 – GLASS AND GLAZING | 1013 (6)d | Fabricated Asphalt Roofing Accessory ( Downspouts) | Linear Meter
DIVISION II - BUILDING | PART E | ITEM 1012 – GLASS AND GLAZING | 1013 (6)e | Fabricated Asphalt Roofing Accessory ( Gauge 24 (0.701 mm) Valley Rolls/Gutter) | Linear Meter
DIVISION II - BUILDING | PART E | ITEM 1012 – GLASS AND GLAZING | 1013 (6)f | Fabricated Asphalt Roofing Accessory ( Gauge 24 (0.701 mm) Counter Flashing Gutter) | Linear Meter
DIVISION II - BUILDING | PART E | ITEM 1014 – PRE-PAINTED METAL SHEETS | 1014 (1)a1 | Pre-painted Metal Sheets ( below 0.427 mm Corrugated Short Span) | Square Meter
DIVISION II - BUILDING | PART E | ITEM 1014 – PRE-PAINTED METAL SHEETS | 1014 (1)a2 | Pre-painted Metal Sheets ( above 0.427 mm Corrugated Long Span) | Square Meter
DIVISION II - BUILDING | PART E | ITEM 1014 – PRE-PAINTED METAL SHEETS | 1014 (1)b1 | Pre-painted Metal Sheets ( below 0.427 mm Rib Type Short Span) | Square Meter
DIVISION II - BUILDING | PART E | ITEM 1014 – PRE-PAINTED METAL SHEETS | 1014 (1)b2 | Pre-painted Metal Sheets ( above 0.427 mm Rib Type Long Span) | Square Meter
DIVISION II - BUILDING | PART E | ITEM 1015 – CLAY ROOF TILE | 1015 (1) | Clay Roof Tile ( ) | Square Meter
DIVISION II - BUILDING | PART E | ITEM 1016 – WATERPROOFING | 1016 (1)a | Waterproofing ( Cement-base) | Square Meter
DIVISION II - BUILDING | PART E | ITEM 1016 – WATERPROOFING | 1016 (1)b | Waterproofing ( Liquid) | Square Meter
DIVISION II - BUILDING | PART E | ITEM 1016 – WATERPROOFING | 1016 (2) | Built-up and Preformed Membrane ( ) | Square Meter
DIVISION II - BUILDING | PART E | ITEM 1017 – ROOF DRAIN WITH STRAINER | 1017 (1)a | Roof Drain with Strainer ( 50 mm dia. ) | Set
DIVISION II - BUILDING | PART E | ITEM 1017 – ROOF DRAIN WITH STRAINER | 1017 (1)b | Roof Drain with Strainer ( 75 mm dia. ) | Set
DIVISION II - BUILDING | PART E | ITEM 1017 – ROOF DRAIN WITH STRAINER | 1017 (1)c | Roof Drain with Strainer ( 100 mm dia. ) | Set
DIVISION II - BUILDING | PART E | ITEM 1017 – ROOF DRAIN WITH STRAINER | 1017 (1)d | Roof Drain with Strainer ( 150 mm dia. ) | Set
DIVISION II - BUILDING | PART E | ITEM 1017 – ROOF DRAIN WITH STRAINER | 1017 (2)a | Canopy Drain with Strainer ( 50 mm dia. ) | Set
DIVISION II - BUILDING | PART E | ITEM 1017 – ROOF DRAIN WITH STRAINER | 1017 (2)b | Canopy Drain with Strainer ( 75 mm dia. ) | Set
DIVISION II - BUILDING | PART E | ITEM 1017 – ROOF DRAIN WITH STRAINER | 1017 (2)c | Canopy Drain with Strainer ( 100 mm dia. ) | Set
DIVISION II - BUILDING | PART E | ITEM 1017 – ROOF DRAIN WITH STRAINER | 1017 (2)d | Canopy Drain with Strainer ( 150 mm dia. ) | Set
DIVISION II - BUILDING | PART E | ITEM 1017 – ROOF DRAIN WITH STRAINER | 1017 (3)a | Gutter Drain with Strainer ( 50 mm dia. ) | Set
DIVISION II - BUILDING | PART E | ITEM 1017 – ROOF DRAIN WITH STRAINER | 1017 (3)b | Gutter Drain with Strainer ( 75 mm dia. ) | Set
DIVISION II - BUILDING | PART E | ITEM 1017 – ROOF DRAIN WITH STRAINER | 1017 (3)c | Gutter Drain with Strainer ( 100 mm dia. ) | Set
DIVISION II - BUILDING | PART E | ITEM 1018 – CERAMIC AND GRANITE TILES | 1018 (1) | Glazed Tiles and Trims ( ) | Square Meter
DIVISION II - BUILDING | PART E | ITEM 1018 – CERAMIC AND GRANITE TILES | 1018 (2) | Unglazed Tiles ( ) | Square Meter
DIVISION II - BUILDING | PART E | ITEM 1018 – CERAMIC AND GRANITE TILES | 1018 (3) | Granite Tiles ( ) | Square Meter
DIVISION II - BUILDING | PART E | ITEM 1018 – CERAMIC AND GRANITE TILES | 1018 (4) | Synthetic Granite Tiles ( ) | Square Meter
DIVISION II - BUILDING | PART E | ITEM 1018 – CERAMIC AND GRANITE TILES | 1018 (5) | Glazed Tiles ( ) | Square Meter
DIVISION II - BUILDING | PART E | ITEM 1018 – CERAMIC AND GRANITE TILES | 1018 (6) | Textured Glazed Tiles ( ) | Square Meter
DIVISION II - BUILDING | PART E | ITEM 1018 – CERAMIC AND GRANITE TILES | 1018 (7) | Textured Unglazed Tiles ( ) | Square Meter
DIVISION II - BUILDING | PART E | ITEM 1018 – CERAMIC AND GRANITE TILES | 1018 (8) | Glazed Tiles and Trims ( ) | Lump Sum
DIVISION II - BUILDING | PART E | ITEM 1018 – CERAMIC AND GRANITE TILES | 1018 (9) | Unglazed Tiles ( ) | Lump Sum
DIVISION II - BUILDING | PART E | ITEM 1018 – CERAMIC AND GRANITE TILES | 1018 (10) | Granite Tiles ( ) | Lump Sum
DIVISION II - BUILDING | PART E | ITEM 1018 – CERAMIC AND GRANITE TILES | 1018 (11) | Synthetic Granite Tiles ( ) | Lump Sum
DIVISION II - BUILDING | PART E | ITEM 1018 – CERAMIC AND GRANITE TILES | 1018 (12) | Glazed Tiles ( ) | Lump Sum
DIVISION II - BUILDING | PART E | ITEM 1018 – CERAMIC AND GRANITE TILES | 1018 (13) | Textured Glazed Tiles ( ) | Lump Sum
DIVISION II - BUILDING | PART E | ITEM 1018 – CERAMIC AND GRANITE TILES | 1018 (14) | Textured Unglazed Tiles ( ) | Lump Sum
DIVISION II - BUILDING | PART E | ITEM 1019 – WOOD TILES | 1019 (1)a | Wood Tile, Flooring ( Narra) | Square Meter
DIVISION II - BUILDING | PART E | ITEM 1019 – WOOD TILES | 1019 (1)b | Wood Tile, Flooring ( Tanguile) | Square Meter
DIVISION II - BUILDING | PART E | ITEM 1019 – WOOD TILES | 1019 (1)c | Wood Tile, Flooring ( Other) | Square Meter
DIVISION II - BUILDING | PART E | ITEM 1019 – WOOD TILES | 1019 (1)d | Wood Tile, Flooring ( Laminated) | Square Meter
DIVISION II - BUILDING | PART E | ITEM 1019 – WOOD TILES | 1019 (2)a | Wood Tile, Walls ( Narra) | Square Meter
DIVISION II - BUILDING | PART E | ITEM 1019 – WOOD TILES | 1019 (2)b | Wood Tile, Walls ( Tanguile) | Square Meter
DIVISION II - BUILDING | PART E | ITEM 1019 – WOOD TILES | 1019 (2)c | Wood Tile, Walls ( Other) | Square Meter
DIVISION II - BUILDING | PART E | ITEM 1019 – WOOD TILES | 1019 (2)d | Wood Tile, Walls ( Laminated) | Square Meter
DIVISION II - BUILDING | PART E | ITEM 1019 – WOOD TILES | 1019 (3)a | Wood Tile, Ceiling ( Narra) | Square Meter
DIVISION II - BUILDING | PART E | ITEM 1019 – WOOD TILES | 1019 (3)b | Wood Tile, Ceiling ( Tanguile) | Square Meter
DIVISION II - BUILDING | PART E | ITEM 1019 – WOOD TILES | 1019 (3)c | Wood Tile, Ceiling ( Other) | Square Meter
DIVISION II - BUILDING | PART E | ITEM 1019 – WOOD TILES | 1019 (3)d | Wood Tile, Ceiling ( Laminated) | Square Meter
DIVISION II - BUILDING | PART E | ITEM 1020 – VINYL FLOOR TILES | 1020 (1)a | Vinyl Floor Tile ( ) | Square Meter
DIVISION II - BUILDING | PART E | ITEM 1020 – VINYL FLOOR TILES | 1020 (1)b | Vinyl Floor Tile ( ) | Lump Sum
DIVISION II - BUILDING | PART E | ITEM 1021 – CEMENT FLOOR FINISH | 1021 (1)a | Cement Floor Finish ( Plain) | Square Meter
DIVISION II - BUILDING | PART E | ITEM 1021 – CEMENT FLOOR FINISH | 1021 (1)b | Cement Floor Finish ( Colored) | Square Meter
DIVISION II - BUILDING | PART E | ITEM 1021 – CEMENT FLOOR FINISH | 1021 (1)c | Cement Floor Finish ( with Floor Hardener) | Square Meter
DIVISION II - BUILDING | PART E | ITEM 1021 – CEMENT FLOOR FINISH | 1021 (2) | Stamped Concrete ( ) | Square Meter
DIVISION II - BUILDING | PART E | ITEM 1021 – CEMENT FLOOR FINISH | 1021 (3)a | Floor Topping ( Plain) | Square Meter
DIVISION II - BUILDING | PART E | ITEM 1021 – CEMENT FLOOR FINISH | 1021 (3)b | Floor Topping ( Trowelled Finish) | Square Meter
DIVISION II - BUILDING | PART E | ITEM 1021 – CEMENT FLOOR FINISH | 1021 (3)c | Floor Topping ( Dry-Shake Finish) | Square Meter
DIVISION II - BUILDING | PART E | ITEM 1021 – CEMENT FLOOR FINISH | 1021 (4) | Straight to Finish ( ) | Square Meter
DIVISION II - BUILDING | PART E | ITEM 1021 – CEMENT FLOOR FINISH | 1021 (5) | Cement Broom Finish ( ) | Square Meter
DIVISION II - BUILDING | PART E | ITEM 1021 – CEMENT FLOOR FINISH | 1021 (6) | Nonslip Finish ( ) | Square Meter
DIVISION II - BUILDING | PART E | ITEM 1021 – CEMENT FLOOR FINISH | 1021 (7) | Scratched Finish ( ) | Square Meter
DIVISION II - BUILDING | PART E | ITEM 1021 – CEMENT FLOOR FINISH | 1021 (8) | Floated Finish ( ) | Square Meter
DIVISION II - BUILDING | PART E | ITEM 1021 – CEMENT FLOOR FINISH | 1021 (9) | Exposed Aggregate Finish ( ) | Square Meter
DIVISION II - BUILDING | PART E | ITEM 1021 – CEMENT FLOOR FINISH | 1021 (10) | Gloss-imparting Waxes ( ) | Square Meter
DIVISION II - BUILDING | PART E | ITEM 1021 – CEMENT FLOOR FINISH | 1021 (11) | Evaporation Reducers ( ) | Square Meter
DIVISION II - BUILDING | PART E | ITEM 1021 – CEMENT FLOOR FINISH | 1021 (12) | Floor Finishes ( ) | Lump Sum
DIVISION II - BUILDING | PART E | ITEM 1022 – STUCCO FINISH | 1022 (1) | Stucco Finish ( ) | Square Meter
DIVISION II - BUILDING | PART E | ITEM 1023 – GRANOLITHIC MARBLE WORK | 1023 (1) | Granolithic Marble Work ( ) | Lump Sum
DIVISION II - BUILDING | PART E | ITEM 1023 – GRANOLITHIC MARBLE WORK | 1023 (2) | Granolithic Marble Work ( ) | Square Meter
DIVISION II - BUILDING | PART E | ITEM 1023 – GRANOLITHIC MARBLE WORK | 1023 (3) | Granolithic Marble Work ( ) | Linear Meter
DIVISION II - BUILDING | PART E | ITEM 1024 – PEA GRAVEL WASHOUT FINISH | 1024 (1) | Pea Gravel Washout Finish ( ) | Square Meter
DIVISION II - BUILDING | PART E | ITEM 1024 – PEA GRAVEL WASHOUT FINISH | 1025 (1)a | Hammered Finish ( Bush) | Square Meter
DIVISION II - BUILDING | PART E | ITEM 1024 – PEA GRAVEL WASHOUT FINISH | 1025 (1)b | Hammered Finish ( Fluted Bush) | Square Meter
DIVISION II - BUILDING | PART E | ITEM 1026 – PEBBLE WASHOUT FINISH | 1026 (1) | Pebble Washout ( ) | Square Meter
DIVISION II - BUILDING | PART E | ITEM 1027 – CEMENT PLASTER FINISH | 1027 (1) | Cement Plaster Finish ( ) | Square Meter
DIVISION II - BUILDING | PART E | ITEM 1027 – CEMENT PLASTER FINISH | 1027 (2) | Simulated Red Bricks ( ) | Square Meter
DIVISION II - BUILDING | PART E | ITEM 1027 – CEMENT PLASTER FINISH | 1027 (3) | Decorative Stone ( ) | Square Meter
DIVISION II - BUILDING | PART E | ITEM 1027 – CEMENT PLASTER FINISH | 1027 (4) | Cement Plaster Finish ( ) | Lump Sum
DIVISION II - BUILDING | PART E | ITEM 1027 – CEMENT PLASTER FINISH | 1027 (5) | Simulated Red Bricks ( ) | Lump Sum
DIVISION II - BUILDING | PART E | ITEM 1027 – CEMENT PLASTER FINISH | 1027 (6) | Decorative Stone ( ) | Lump Sum
DIVISION II - BUILDING | PART E | ITEM 1028 – SYNTHETIC ADOBE | 1028 (1)a | Synthetic Adobe Finish ( Bush Hammered) | Square Meter
DIVISION II - BUILDING | PART E | ITEM 1028 – SYNTHETIC ADOBE | 1028 (1)b | Synthetic Adobe Finish ( Fluted Bush Hammered) | Square Meter
DIVISION II - BUILDING | PART E | ITEM 1028 – SYNTHETIC ADOBE | 1028 (2) | Synthetic Finish ( Piqueta Tool Finish) | Square Meter
DIVISION II - BUILDING | PART E | ITEM 1028 – SYNTHETIC ADOBE | 1029 (1) | Granite Washout Finish ( ) | Square Meter
DIVISION II - BUILDING | PART E | ITEM 1028 – SYNTHETIC ADOBE | 1029 (2) | Granite Washout Finish ( ) | Linear Meter
DIVISION II - BUILDING | PART E | ITEM 1030 – ACOUSTICAL CEILING | 1030 (1) | Acoustical Ceiling Panel ( ) | Square Meter
DIVISION II - BUILDING | PART E | ITEM 1031 – ACOUSTICAL TREATMENT | 1031 (1)a | Acoustical ( Tile) | Square Meter
DIVISION II - BUILDING | PART E | ITEM 1031 – ACOUSTICAL TREATMENT | 1031 (1)b | Acoustical ( Board) | Square Meter
DIVISION II - BUILDING | PART E | ITEM 1031 – ACOUSTICAL TREATMENT | 1031 (1)c | Acoustical ( Panel) | Square Meter
DIVISION II - BUILDING | PART E | ITEM 1031 – ACOUSTICAL TREATMENT | 1031 (2) | Sprayed-on Acoustical Material ( ) | Square Meter
DIVISION II - BUILDING | PART E | ITEM 1032 – PAINTING, VARNISHING AND OTHER RELATED WORKS | 1032 (1)a | Painting Works ( Masonry/Concrete) | Square Meter
DIVISION II - BUILDING | PART E | ITEM 1032 – PAINTING, VARNISHING AND OTHER RELATED WORKS | 1032 (1)b | Painting Works ( Wood) | Square Meter
DIVISION II - BUILDING | PART E | ITEM 1032 – PAINTING, VARNISHING AND OTHER RELATED WORKS | 1032 (1)c | Painting Works ( Steel) | Square Meter
DIVISION II - BUILDING | PART E | ITEM 1032 – PAINTING, VARNISHING AND OTHER RELATED WORKS | 1032 (2) | Varnishing ( ) | Square Meter
DIVISION II - BUILDING | PART E | ITEM 1032 – PAINTING, VARNISHING AND OTHER RELATED WORKS | 1032 (3) | Sea-mist Finish ( ) | Square Meter
DIVISION II - BUILDING | PART E | ITEM 1032 – PAINTING, VARNISHING AND OTHER RELATED WORKS | 1032 (4) | Ducco Finish ( ) | Square Meter
DIVISION II - BUILDING | PART E | ITEM 1032 – PAINTING, VARNISHING AND OTHER RELATED WORKS | 1032 (5) | Textured Finish ( ) | Square Meter
DIVISION II - BUILDING | PART E | ITEM 1032 – PAINTING, VARNISHING AND OTHER RELATED WORKS | 1033 (1) | Metal Deck Panel ( ) | Linear Meter
DIVISION II - BUILDING | PART E | ITEM 1034 – DAMPPROOFING | 1034 (1)a | Dampproofing ( Asphalt) | Square Meter
DIVISION II - BUILDING | PART E | ITEM 1034 – DAMPPROOFING | 1034 (1)b | Dampproofing ( Polyethylene Sheet) | Square Meter
DIVISION II - BUILDING | PART E | ITEM 1034 – DAMPPROOFING | 1034 (1)c | Dampproofing ( Coal-tar Pitch) | Square Meter
DIVISION II - BUILDING | PART E | ITEM 1034 – DAMPPROOFING | 1034 (1)d | Dampproofing ( Emulsified Asphalt) | Square Meter
DIVISION II - BUILDING | PART E | ITEM 1035 – NON-STRUCTURAL METAL FRAMING | 1035 (1) | Non-Structural Metal Framing ( ) | Linear Meter
DIVISION II - BUILDING | PART E | ITEM 1035 – NON-STRUCTURAL METAL FRAMING | 1035 (2) | Non-Structural Metal Framing ( ) | Lump Sum
DIVISION II - BUILDING | PART E | ITEM 1036 – POLYCARBONATE SHEETS/PANEL | 1036 (1)a | Polycarbonate Sheets/Panels ( Solid) | Linear Meter
DIVISION II - BUILDING | PART E | ITEM 1036 – POLYCARBONATE SHEETS/PANEL | 1036 (1)b | Polycarbonate Sheets/Panels ( Corrugated) | Linear Meter
DIVISION II - BUILDING | PART E | ITEM 1036 – POLYCARBONATE SHEETS/PANEL | 1036 (1)c | Polycarbonate Sheets/Panels ( Multi Wall) | Linear Meter
DIVISION II - BUILDING | PART E | ITEM 1036 – POLYCARBONATE SHEETS/PANEL | 1036 (2)a | Polycarbonate Sheets/Panels ( Solid) | Piece
DIVISION II - BUILDING | PART E | ITEM 1036 – POLYCARBONATE SHEETS/PANEL | 1036 (2)b | Polycarbonate Sheets/Panels ( Corrugated) | Piece
DIVISION II - BUILDING | PART E | ITEM 1036 – POLYCARBONATE SHEETS/PANEL | 1036 (2)c | Polycarbonate Sheets/Panels ( Multi Wall) | Piece
DIVISION II - BUILDING | PART E | ITEM 1036 – POLYCARBONATE SHEETS/PANEL | 1036 (3)a | Polycarbonate Sheets/Panels ( Solid) | Roll
DIVISION II - BUILDING | PART E | ITEM 1036 – POLYCARBONATE SHEETS/PANEL | 1036 (3)b | Polycarbonate Sheets/Panels ( Corrugated) | Roll
DIVISION II - BUILDING | PART E | ITEM 1036 – POLYCARBONATE SHEETS/PANEL | 1036 (3)c | Polycarbonate Sheets/Panels ( Multi Wall) | Roll
DIVISION II - BUILDING | PART E | ITEM 1037 – CONCRETE ROOF TILE | 1037 (1) | Concrete Roof Tile ( ) | Square Meter
DIVISION II - BUILDING | PART E | ITEM 1038 – REFLECTIVE INSULATION | 1038 (1) | Reflective Insulation ( ) | Square Meter
DIVISION II - BUILDING | PART E | ITEM 1039 – ALUMINUM CLADDING | 1039 (1) | Aluminum Cladding ( ) | Square Meter
DIVISION II - BUILDING | PART E | ITEM 1040 – METAL LATH AND ACCESSORIES | 1040 (1) | Metal Lath and Accessories ( ) | Lump Sum
DIVISION II - BUILDING | PART E | ITEM 1040 – METAL LATH AND ACCESSORIES | 1041 (1) | Gypsum Board for Walls ( ) | Square Meter
DIVISION II - BUILDING | PART E | ITEM 1040 – METAL LATH AND ACCESSORIES | 1041 (2) | Gypsum Board for Ceilings ( ) | Square Meter
DIVISION II - BUILDING | PART E | ITEM 1042 – STAINLESS STEEL DOOR AND FRAMES | 1042 (1) | Stainless Steel Door and Frames ( ) | Lump Sum
DIVISION II - BUILDING | PART E | ITEM 1042 – STAINLESS STEEL DOOR AND FRAMES | 1042 (2) | Stainless Steel Door and Frames ( ) | Set
DIVISION II - BUILDING | PART E | ITEM 1043 – PVC DOORS AND FRAMES | 1043 (1) | PVC Doors and Frames ( ) | Square Meter
DIVISION II - BUILDING | PART E | ITEM 1043 – PVC DOORS AND FRAMES | 1043 (2) | PVC Doors and Frames ( ) | Set
DIVISION II - BUILDING | PART E | ITEM 1043 – PVC DOORS AND FRAMES | 1043 (3) | PVC Doors and Frames ( ) | Lump Sum
DIVISION II - BUILDING | PART E | ITEM 1044 – FOLDING DOOR / PARTITION | 1044 (1)a | Folding Door ( Wooden) | Square Meter
DIVISION II - BUILDING | PART E | ITEM 1044 – FOLDING DOOR / PARTITION | 1044 (1)b | Folding Door ( Steel/Aluminum) | Square Meter
DIVISION II - BUILDING | PART E | ITEM 1044 – FOLDING DOOR / PARTITION | 1044 (1)c | Folding Door ( Plastic/PVC) | Square Meter
DIVISION II - BUILDING | PART E | ITEM 1044 – FOLDING DOOR / PARTITION | 1044 (2)a | Folding Partition ( Wooden) | Square Meter
DIVISION II - BUILDING | PART E | ITEM 1044 – FOLDING DOOR / PARTITION | 1044 (2)b | Folding Partition ( Steel/Aluminum) | Square Meter
DIVISION II - BUILDING | PART E | ITEM 1044 – FOLDING DOOR / PARTITION | 1044 (2)c | Folding Partition ( Plastic/PVC) | Square Meter
DIVISION II - BUILDING | PART E | ITEM 1044 – FOLDING DOOR / PARTITION | 1044 (3) | Folding Doors/Partition ( ) | Lump Sum
DIVISION II - BUILDING | PART E | ITEM 1044 – FOLDING DOOR / PARTITION | 1045 (1) | Perforated Ceiling Panel ( ) | Square Meter
DIVISION II - BUILDING | PART E | ITEM 1044 – FOLDING DOOR / PARTITION | 1045 (2) | Perforated Ceiling Panel ( ) | Lump Sum
DIVISION II - BUILDING | PART E | ITEM 1046 – MASONRY WORKS | 1046 (1)a1 | CHB Load Bearing (including Reinforcing Steel) ( 100 mm ) | Square Meter
DIVISION II - BUILDING | PART E | ITEM 1046 – MASONRY WORKS | 1046 (1)a2 | CHB Load Bearing (including Reinforcing Steel) ( 150 mm ) | Square Meter
DIVISION II - BUILDING | PART E | ITEM 1046 – MASONRY WORKS | 1046 (2)a1 | CHB Non-Load Bearing (including Reinforcing Steel) ( 100 mm ) | Square Meter
DIVISION II - BUILDING | PART E | ITEM 1046 – MASONRY WORKS | 1046 (2)a2 | CHB Non-Load Bearing (including Reinforcing Steel) ( 150 mm ) | Square Meter
DIVISION II - BUILDING | PART E | ITEM 1046 – MASONRY WORKS | 1046 (3) | Louver Block ( ) | Square Meter
DIVISION II - BUILDING | PART E | ITEM 1046 – MASONRY WORKS | 1046 (4)a1 | AAC Non-Load Bearing ( 100 mm ) | Square Meter
DIVISION II - BUILDING | PART E | ITEM 1046 – MASONRY WORKS | 1046 (4)a2 | AAC Non-Load Bearing ( 150 mm ) | Square Meter
DIVISION II - BUILDING | PART E | ITEM 1046 – MASONRY WORKS | 1046 (5) | Adobe Blocks ( ) | Square Meter
DIVISION II - BUILDING | PART E | ITEM 1047 – METAL STRUCTURES | 1047 (1) | Metal Structures ( ) | Kilogram
DIVISION II - BUILDING | PART E | ITEM 1047 – METAL STRUCTURES | 1047 (2) | Metal Structures ( ) | Lump Sum
DIVISION II - BUILDING | PART E | ITEM 1047 – METAL STRUCTURES | 1047 (3) | Metal Structure Accessories ( ) | Lump Sum
DIVISION II - BUILDING | PART E | ITEM 1047 – METAL STRUCTURES | 1047 (4)a | Metal Structure Accessories ( Bolts and Rods) | Each
DIVISION II - BUILDING | PART E | ITEM 1047 – METAL STRUCTURES | 1047 (4)b | Metal Structure Accessories ( Turnbuckle) | Each
DIVISION II - BUILDING | PART E | ITEM 1047 – METAL STRUCTURES | 1047 (5)a | Metal Structure Accessories ( Bolts and Rods) | Kilogram
DIVISION II - BUILDING | PART E | ITEM 1047 – METAL STRUCTURES | 1047 (5)b | Metal Structure Accessories ( Sagrods) | Kilogram
DIVISION II - BUILDING | PART E | ITEM 1047 – METAL STRUCTURES | 1047 (5)c | Metal Structure Accessories ( Cross Bracing) | Kilogram
DIVISION II - BUILDING | PART E | ITEM 1047 – METAL STRUCTURES | 1047 (5)d | Metal Structure Accessories ( Steel Plates) | Kilogram
DIVISION II - BUILDING | PART E | ITEM 1047 – METAL STRUCTURES | 1047 (6) | Structural Steel ( ) | Kilogram
DIVISION II - BUILDING | PART E | ITEM 1047 – METAL STRUCTURES | 1047 (7) | Structural Steel ( ) | Lump Sum
DIVISION II - BUILDING | PART E | ITEM 1047 – METAL STRUCTURES | 1047 (8)a | Structural Steel ( Trusses) | Kilogram
DIVISION II - BUILDING | PART E | ITEM 1047 – METAL STRUCTURES | 1047 (8)b | Structural Steel ( Purlins) | Kilogram
DIVISION II - BUILDING | PART E | ITEM 1047 – METAL STRUCTURES | 1047 (8)c | Structural Steel ( Cladding Frame) | Kilogram
DIVISION II - BUILDING | PART E | ITEM 1047 – METAL STRUCTURES | 1047 (8)d | Structural Steel ( Deck Frame) | Kilogram
DIVISION II - BUILDING | PART E | ITEM 1048 – FIBER REINFORCED POLYMER | 1048 (1)a | Carbon Fiber ( 1 Layer) | Square Meter
DIVISION II - BUILDING | PART E | ITEM 1048 – FIBER REINFORCED POLYMER | 1048 (1)b | Carbon Fiber ( 2 Layers) | Square Meter
DIVISION II - BUILDING | PART E | ITEM 1048 – FIBER REINFORCED POLYMER | 1048 (1)c | Carbon Fiber ( 3 Layers) | Square Meter
DIVISION II - BUILDING | PART E | ITEM 1048 – FIBER REINFORCED POLYMER | 1048 (1)d | Carbon Fiber ( 4 Layers) | Square Meter
DIVISION II - BUILDING | PART E | ITEM 1048 – FIBER REINFORCED POLYMER | 1048 (2) | Carbon Fiber ( Plate) | Square Meter
DIVISION II - BUILDING | PART E | ITEM 1048 – FIBER REINFORCED POLYMER | 1048 (3)a | Aramid Fiber ( 1 Layer) | Square Meter
DIVISION II - BUILDING | PART E | ITEM 1048 – FIBER REINFORCED POLYMER | 1048 (3)b | Aramid Fiber ( 2 Layers) | Square Meter
DIVISION II - BUILDING | PART E | ITEM 1048 – FIBER REINFORCED POLYMER | 1048 (3)c | Aramid Fiber ( 3 Layers) | Square Meter
DIVISION II - BUILDING | PART E | ITEM 1048 – FIBER REINFORCED POLYMER | 1048 (3)d | Aramid Fiber ( 4 Layers) | Square Meter
DIVISION II - BUILDING | PART E | ITEM 1048 – FIBER REINFORCED POLYMER | 1048 (4) | Glass Fiber ( Sheet) | Square Meter
DIVISION II - BUILDING | PART E | ITEM 1048 – FIBER REINFORCED POLYMER | 1048 (5) | Structural Concrete Injection and Crack Repair ( ) | Linear Meter
DIVISION II - BUILDING | PART E | ITEM 1048 – FIBER REINFORCED POLYMER | 1048 (6) | Concrete Repair ( Patching) | Square Meter
DIVISION II - BUILDING | PART E | ITEM 1048 – FIBER REINFORCED POLYMER | 1048 (7) | Concrete Repair ( Patching) | Lump Sum
DIVISION II - BUILDING | PART E | ITEM 1048 – FIBER REINFORCED POLYMER | 1048 (8) | Structural Concrete Injection and Crack Repair ( ) | Lump Sum
DIVISION II - BUILDING | PART E | ITEM 1048 – FIBER REINFORCED POLYMER | 1049 (1)a | Jet Grouting ( 600 mm dia. ) | Linear Meter
DIVISION II - BUILDING | PART E | ITEM 1048 – FIBER REINFORCED POLYMER | 1049 (1)b | Jet Grouting ( 800 mm dia. ) | Linear Meter
DIVISION II - BUILDING | PART E | ITEM 1048 – FIBER REINFORCED POLYMER | 1049 (1)c | Jet Grouting ( 1000 mm dia. ) | Linear Meter
DIVISION II - BUILDING | PART E | ITEM 1048 – FIBER REINFORCED POLYMER | 1049 (1)d | Jet Grouting ( 1200 mm dia. ) | Linear Meter
DIVISION II - BUILDING | PART E | ITEM 1051 – RAILINGS | 1051 (1) | Railing ( ) | Meter
DIVISION II - BUILDING | PART E | ITEM 1051 – RAILINGS | 1051 (2)a | Concrete Railing ( Standard) | Meter
DIVISION II - BUILDING | PART E | ITEM 1051 – RAILINGS | 1051 (2)b | Concrete Railing ( Balluster) | Meter
DIVISION II - BUILDING | PART E | ITEM 1051 – RAILINGS | 1051 (2)c | Concrete Railing ( Parapet) | Meter
DIVISION II - BUILDING | PART E | ITEM 1051 – RAILINGS | 1051 (3) | Wooden Railing ( ) | Meter
DIVISION II - BUILDING | PART E | ITEM 1051 – RAILINGS | 1051 (4) | Stone and Brick Railing ( ) | Meter
DIVISION II - BUILDING | PART E | ITEM 1051 – RAILINGS | 1051 (5) | Metal Railing ( ) | Meter
DIVISION II - BUILDING | PART E | ITEM 1051 – RAILINGS | 1051 (6) | Stainless Steel Railing ( ) | Meter
DIVISION II - BUILDING | PART E | ITEM 1051 – RAILINGS | 1051 (7) | Glass Railing ( ) | Meter
DIVISION II - BUILDING | PART E | ITEM 1051 – RAILINGS | 1051 (8) | Railing ( ) | Lump Sum
DIVISION II - BUILDING | PART E | ITEM 1052 – PILING | 1052 (1) | Untreated Timber Piles, Furnished ( ) | Meter
DIVISION II - BUILDING | PART E | ITEM 1052 – PILING | 1052 (2) | Treated Timber Piles, Preservative, Furnished ( ) | Meter
DIVISION II - BUILDING | PART E | ITEM 1052 – PILING | 1052 (3)a | Steel H-Piles, Furnished ( 305 mm x 305 mm 79 kg/m) | Meter
DIVISION II - BUILDING | PART E | ITEM 1052 – PILING | 1052 (3)b | Steel H-Piles, Furnished ( 305 mm x 305 mm 94 kg/m) | Meter
DIVISION II - BUILDING | PART E | ITEM 1052 – PILING | 1052 (3)c | Steel H-Piles, Furnished ( 305 mm x 305 mm 110 kg/m) | Meter
DIVISION II - BUILDING | PART E | ITEM 1052 – PILING | 1052 (3)d | Steel H-Piles, Furnished ( 305 mm x 305 mm 125 kg/m) | Meter
DIVISION II - BUILDING | PART E | ITEM 1052 – PILING | 1052 (4)a1 | Precast Concrete Piles, Furnished ( 400 mm x 400 mm ) | Meter
DIVISION II - BUILDING | PART E | ITEM 1052 – PILING | 1052 (4)a2 | Precast Concrete Piles, Furnished ( 450 mm x 450 mm ) | Meter
DIVISION II - BUILDING | PART E | ITEM 1052 – PILING | 1052 (5)a1 | Precast, Prestresssed Concrete Piles, Furnished ( 400 mm x 400 mm ) | Meter
DIVISION II - BUILDING | PART E | ITEM 1052 – PILING | 1052 (5)a2 | Precast, Prestresssed Concrete Piles, Furnished ( 450 mm x 450 mm ) | Meter
DIVISION II - BUILDING | PART E | ITEM 1052 – PILING | 1052 (6) | Structural Steel Sheet Piles, Furnished ( ) | Meter
DIVISION II - BUILDING | PART E | ITEM 1052 – PILING | 1052 (7) | Precast Concrete Sheet Piles, Furnished ( ) | Meter
DIVISION II - BUILDING | PART E | ITEM 1052 – PILING | 1052 (8) | Untreated Timber Piles, Driven ( ) | Meter
DIVISION II - BUILDING | PART E | ITEM 1052 – PILING | 1052 (9) | Treated Timber Piles, Driven ( ) | Meter
DIVISION II - BUILDING | PART E | ITEM 1052 – PILING | 1052 (10) | Steel H-Piles,Ddriven ( ) | Meter
DIVISION II - BUILDING | PART E | ITEM 1052 – PILING | 1052 (11) | Steel Pipes Piles ( ) | Meter
DIVISION II - BUILDING | PART E | ITEM 1052 – PILING | 1052 (12) | Structural Steel Sheet Piles, Driven ( ) | Meter
DIVISION II - BUILDING | PART E | ITEM 1052 – PILING | 1052 (13) | Precast Concrete Sheet Piles, Driven ( ) | Meter
DIVISION II - BUILDING | PART E | ITEM 1052 – PILING | 1052 (14) | Precast Concrete Piles, Driven ( ) | Meter
DIVISION II - BUILDING | PART E | ITEM 1052 – PILING | 1052 (15) | Precast, Prestresssed Concrete Piles, Driven ( ) | Meter
DIVISION II - BUILDING | PART E | ITEM 1052 – PILING | 1052 (16) | Test Piles, Furnished and Driven ( ) | Meter
DIVISION II - BUILDING | PART E | ITEM 1052 – PILING | 1052 (17)a | Concrete Piles cast in Drilled Holes ( dia. 0.80 m ) | Meter
DIVISION II - BUILDING | PART E | ITEM 1052 – PILING | 1052 (17)b | Concrete Piles cast in Drilled Holes ( dia. 0.90 m ) | Meter
DIVISION II - BUILDING | PART E | ITEM 1052 – PILING | 1052 (17)c | Concrete Piles cast in Drilled Holes ( dia. 1.00 m ) | Meter
DIVISION II - BUILDING | PART E | ITEM 1052 – PILING | 1052 (17)d | Concrete Piles cast in Drilled Holes ( dia. 1.10 m ) | Meter
DIVISION II - BUILDING | PART E | ITEM 1052 – PILING | 1052 (17)e | Concrete Piles cast in Drilled Holes ( dia. 1.20 m ) | Meter
DIVISION II - BUILDING | PART E | ITEM 1052 – PILING | 1052 (17)f | Concrete Piles cast in Drilled Holes ( dia. 1.30 m ) | Meter
DIVISION II - BUILDING | PART E | ITEM 1052 – PILING | 1052 (17)g | Concrete Piles cast in Drilled Holes ( dia. 1.40 m ) | Meter
DIVISION II - BUILDING | PART E | ITEM 1052 – PILING | 1052 (17)h | Concrete Piles cast in Drilled Holes ( dia. 1.50 m ) | Meter
DIVISION II - BUILDING | PART E | ITEM 1052 – PILING | 1052 (17)i | Concrete Piles cast in Drilled Holes ( dia. 1.60 m ) | Meter
DIVISION II - BUILDING | PART E | ITEM 1052 – PILING | 1052 (17)j | Concrete Piles cast in Drilled Holes ( dia. 1.70 m ) | Meter
DIVISION II - BUILDING | PART E | ITEM 1052 – PILING | 1052 (17)k | Concrete Piles cast in Drilled Holes ( dia. 1.80 m ) | Meter
DIVISION II - BUILDING | PART E | ITEM 1052 – PILING | 1052 (17)l | Concrete Piles cast in Drilled Holes ( dia. 1.90 m ) | Meter
DIVISION II - BUILDING | PART E | ITEM 1052 – PILING | 1052 (17)m | Concrete Piles cast in Drilled Holes ( dia. 2.00 m ) | Meter
DIVISION II - BUILDING | PART E | ITEM 1052 – PILING | 1052 (17)n | Concrete Piles cast in Drilled Holes ( dia. 2.10 m ) | Meter
DIVISION II - BUILDING | PART E | ITEM 1052 – PILING | 1052 (17)o | Concrete Piles cast in Drilled Holes ( dia. 2.20 m ) | Meter
DIVISION II - BUILDING | PART E | ITEM 1052 – PILING | 1052 (17)p | Concrete Piles cast in Drilled Holes ( dia. 2.30 m ) | Meter
DIVISION II - BUILDING | PART E | ITEM 1052 – PILING | 1052 (17)q | Concrete Piles cast in Drilled Holes ( dia. 2.40 m ) | Meter
DIVISION II - BUILDING | PART E | ITEM 1052 – PILING | 1052 (17)r | Concrete Piles cast in Drilled Holes ( dia. 2.50 m ) | Meter
DIVISION II - BUILDING | PART E | ITEM 1052 – PILING | 1052 (17)s | Concrete Piles cast in Drilled Holes ( dia. 2.60 m ) | Meter
DIVISION II - BUILDING | PART E | ITEM 1052 – PILING | 1052 (17)t | Concrete Piles cast in Drilled Holes ( dia. 2.70 m ) | Meter
DIVISION II - BUILDING | PART E | ITEM 1052 – PILING | 1052 (17)u | Concrete Piles cast in Drilled Holes ( dia. 2.80 m ) | Meter
DIVISION II - BUILDING | PART E | ITEM 1052 – PILING | 1052 (17)v | Concrete Piles cast in Drilled Holes ( dia. 2.90 m ) | Meter
DIVISION II - BUILDING | PART E | ITEM 1052 – PILING | 1052 (17)w | Concrete Piles cast in Drilled Holes ( dia. 3.00 m ) | Meter
DIVISION II - BUILDING | PART E | ITEM 1052 – PILING | 1052 (17)x | Concrete Piles cast in Drilled Holes ( dia. 3.50 m ) | Meter
DIVISION II - BUILDING | PART E | ITEM 1052 – PILING | 1052 (17)y1 | Concrete Piles cast in Drilled Holes ( 3.00 m x 6.50 m Oval) | Meter
DIVISION II - BUILDING | PART E | ITEM 1052 – PILING | 1052 (17)y2 | Concrete Piles cast in Drilled Holes ( 3.00 m x 7.00 m Oval) | Meter
DIVISION II - BUILDING | PART E | ITEM 1052 – PILING | 1052 (17)z | Concrete Piles cast in Drilled Holes ( Rectangular) | Meter
DIVISION II - BUILDING | PART E | ITEM 1052 – PILING | 1052 (17)aa | Concrete Piles cast in Drilled Holes ( dia. 0.60 m ) | Meter
DIVISION II - BUILDING | PART E | ITEM 1052 – PILING | 1052 (18)a | Concrete Piles cast in Steel Shells ( dia. 400 mm ) | Meter
DIVISION II - BUILDING | PART E | ITEM 1052 – PILING | 1052 (18)b | Concrete Piles cast in Steel Shells ( dia. 500 mm ) | Meter
DIVISION II - BUILDING | PART E | ITEM 1052 – PILING | 1052 (19)a | Concrete Piles cast in Steel Pipes ( dia. 400 mm ) | Meter
DIVISION II - BUILDING | PART E | ITEM 1052 – PILING | 1052 (19)b | Concrete Piles cast in Steel Pipes ( dia. 500 mm ) | Meter
DIVISION II - BUILDING | PART E | ITEM 1052 – PILING | 1052 (20) | Pile Shoes ( ) | Each
DIVISION II - BUILDING | PART E | ITEM 1052 – PILING | 1052 (21) | Splices ( ) | Each
DIVISION II - BUILDING | PART E | ITEM 1052 – PILING | 1052 (22) | Load Tests ( ) | Each
DIVISION II - BUILDING | PART E | ITEM 1052 – PILING | 1052 (23)a1 | Permanent Casing ( dia. 0.80 m 10 mm thick) | Meter
DIVISION II - BUILDING | PART E | ITEM 1052 – PILING | 1052 (23)a2 | Permanent Casing ( dia. 0.80 m 12 mm thick) | Meter
DIVISION II - BUILDING | PART E | ITEM 1052 – PILING | 1052 (23)a3 | Permanent Casing ( dia. 0.80 m 16 mm thick) | Meter
DIVISION II - BUILDING | PART E | ITEM 1052 – PILING | 1052 (23)b1 | Permanent Casing ( dia. 0.90 m 10 mm thick) | Meter
DIVISION II - BUILDING | PART E | ITEM 1052 – PILING | 1052 (23)b2 | Permanent Casing ( dia. 0.90 m 12 mm thick) | Meter
DIVISION II - BUILDING | PART E | ITEM 1052 – PILING | 1052 (23)b3 | Permanent Casing ( dia. 0.90 m 16 mm thick) | Meter
DIVISION II - BUILDING | PART E | ITEM 1052 – PILING | 1052 (23)c1 | Permanent Casing ( dia. 1.00 m 10 mm thick) | Meter
DIVISION II - BUILDING | PART E | ITEM 1052 – PILING | 1052 (23)c2 | Permanent Casing ( dia. 1.00 m 12 mm thick) | Meter
DIVISION II - BUILDING | PART E | ITEM 1052 – PILING | 1052 (23)c3 | Permanent Casing ( dia. 1.00 m 16 mm thick) | Meter
DIVISION II - BUILDING | PART E | ITEM 1052 – PILING | 1052 (23)d1 | Permanent Casing ( dia. 1.10 m 10 mm thick) | Meter
DIVISION II - BUILDING | PART E | ITEM 1052 – PILING | 1052 (23)d2 | Permanent Casing ( dia. 1.10 m 12 mm thick) | Meter
DIVISION II - BUILDING | PART E | ITEM 1052 – PILING | 1052 (23)d3 | Permanent Casing ( dia. 1.10 m 16 mm thick) | Meter
DIVISION II - BUILDING | PART E | ITEM 1052 – PILING | 1052 (23)e1 | Permanent Casing ( dia. 1.20 m 10 mm thick) | Meter
DIVISION II - BUILDING | PART E | ITEM 1052 – PILING | 1052 (23)e2 | Permanent Casing ( dia. 1.20 m 12 mm thick) | Meter
DIVISION II - BUILDING | PART E | ITEM 1052 – PILING | 1052 (23)e3 | Permanent Casing ( dia. 1.20 m 16 mm thick) | Meter
DIVISION II - BUILDING | PART E | ITEM 1052 – PILING | 1052 (23)f1 | Permanent Casing ( dia. 1.30 m 10 mm thick) | Meter
DIVISION II - BUILDING | PART E | ITEM 1052 – PILING | 1052 (23)f2 | Permanent Casing ( dia. 1.30 m 12 mm thick) | Meter
DIVISION II - BUILDING | PART E | ITEM 1052 – PILING | 1052 (23)f3 | Permanent Casing ( dia. 1.30 m 16 mm thick) | Meter
DIVISION II - BUILDING | PART E | ITEM 1052 – PILING | 1052 (23)g1 | Permanent Casing ( dia. 1.40 m 10 mm thick) | Meter
DIVISION II - BUILDING | PART E | ITEM 1052 – PILING | 1052 (23)g2 | Permanent Casing ( dia. 1.40 m 12 mm thick) | Meter
DIVISION II - BUILDING | PART E | ITEM 1052 – PILING | 1052 (23)g3 | Permanent Casing ( dia. 1.40 m 16 mm thick) | Meter
DIVISION II - BUILDING | PART E | ITEM 1052 – PILING | 1052 (23)h1 | Permanent Casing ( dia. 1.50 m 10 mm thick) | Meter
DIVISION II - BUILDING | PART E | ITEM 1052 – PILING | 1052 (23)h2 | Permanent Casing ( dia. 1.50 m 12 mm thick) | Meter
DIVISION II - BUILDING | PART E | ITEM 1052 – PILING | 1052 (23)h3 | Permanent Casing ( dia. 1.50 m 16 mm thick) | Meter
DIVISION II - BUILDING | PART E | ITEM 1052 – PILING | 1052 (23)i1 | Permanent Casing ( dia. 1.60 m 12 mm thick) | Meter
DIVISION II - BUILDING | PART E | ITEM 1052 – PILING | 1052 (23)i2 | Permanent Casing ( dia. 1.60 m 16 mm thick) | Meter
DIVISION II - BUILDING | PART E | ITEM 1052 – PILING | 1052 (23)j1 | Permanent Casing ( dia. 1.70 m 12 mm thick) | Meter
DIVISION II - BUILDING | PART E | ITEM 1052 – PILING | 1052 (23)j2 | Permanent Casing ( dia. 1.70 m 16 mm thick) | Meter
DIVISION II - BUILDING | PART E | ITEM 1052 – PILING | 1052 (23)k1 | Permanent Casing ( dia. 1.80 m 12 mm thick) | Meter
DIVISION II - BUILDING | PART E | ITEM 1052 – PILING | 1052 (23)k2 | Permanent Casing ( dia. 1.80 m 16 mm thick) | Meter
DIVISION II - BUILDING | PART E | ITEM 1052 – PILING | 1052 (23)l1 | Permanent Casing ( dia. 1.90 m 12 mm thick) | Meter
DIVISION II - BUILDING | PART E | ITEM 1052 – PILING | 1052 (23)l2 | Permanent Casing ( dia. 1.90 m 16 mm thick) | Meter
DIVISION II - BUILDING | PART E | ITEM 1052 – PILING | 1052 (23)m1 | Permanent Casing ( dia. 2.00 m 12 mm thick) | Meter
DIVISION II - BUILDING | PART E | ITEM 1052 – PILING | 1052 (23)m2 | Permanent Casing ( dia. 2.00 m 16 mm thick) | Meter
DIVISION II - BUILDING | PART E | ITEM 1052 – PILING | 1052 (23)n1 | Permanent Casing ( dia. 2.10 m 12 mm thick) | Meter
DIVISION II - BUILDING | PART E | ITEM 1052 – PILING | 1052 (23)n2 | Permanent Casing ( dia. 2.10 m 16 mm thick) | Meter
DIVISION II - BUILDING | PART E | ITEM 1052 – PILING | 1052 (23)o1 | Permanent Casing ( dia. 2.20 m 12 mm thick) | Meter
DIVISION II - BUILDING | PART E | ITEM 1052 – PILING | 1052 (23)o2 | Permanent Casing ( dia. 2.20 m 16 mm thick) | Meter
DIVISION II - BUILDING | PART E | ITEM 1052 – PILING | 1052 (23)p1 | Permanent Casing ( dia. 2.30 m 12 mm thick) | Meter
DIVISION II - BUILDING | PART E | ITEM 1052 – PILING | 1052 (23)p2 | Permanent Casing ( dia. 2.30 m 16 mm thick) | Meter
DIVISION II - BUILDING | PART E | ITEM 1052 – PILING | 1052 (23)q1 | Permanent Casing ( dia. 2.40 m 12 mm thick) | Meter
DIVISION II - BUILDING | PART E | ITEM 1052 – PILING | 1052 (23)q2 | Permanent Casing ( dia. 2.40 m 16 mm thick) | Meter
DIVISION II - BUILDING | PART E | ITEM 1052 – PILING | 1052 (23)r1 | Permanent Casing ( dia. 2.50 m 16 mm thick) | Meter
DIVISION II - BUILDING | PART E | ITEM 1052 – PILING | 1052 (23)r2 | Permanent Casing ( dia. 2.50 m 20 mm thick) | Meter
DIVISION II - BUILDING | PART E | ITEM 1052 – PILING | 1052 (23)s1 | Permanent Casing ( dia. 2.60 m 16 mm thick) | Meter
DIVISION II - BUILDING | PART E | ITEM 1052 – PILING | 1052 (23)s2 | Permanent Casing ( dia. 2.60 m 20 mm thick) | Meter
DIVISION II - BUILDING | PART E | ITEM 1052 – PILING | 1052 (23)t1 | Permanent Casing ( dia. 2.70 m 16 mm thick) | Meter
DIVISION II - BUILDING | PART E | ITEM 1052 – PILING | 1052 (23)t2 | Permanent Casing ( dia. 2.70 m 20 mm thick) | Meter
DIVISION II - BUILDING | PART E | ITEM 1052 – PILING | 1052 (23)u1 | Permanent Casing ( dia. 2.80 m 16 mm thick) | Meter
DIVISION II - BUILDING | PART E | ITEM 1052 – PILING | 1052 (23)u2 | Permanent Casing ( dia. 2.80 m 20 mm thick) | Meter
DIVISION II - BUILDING | PART E | ITEM 1052 – PILING | 1052 (23)v1 | Permanent Casing ( dia. 2.90 m 16 mm thick) | Meter
DIVISION II - BUILDING | PART E | ITEM 1052 – PILING | 1052 (23)v2 | Permanent Casing ( dia. 2.90 m 20 mm thick) | Meter
DIVISION II - BUILDING | PART E | ITEM 1052 – PILING | 1052 (23)w1 | Permanent Casing ( dia. 3.00 m 16 mm thick) | Meter
DIVISION II - BUILDING | PART E | ITEM 1052 – PILING | 1052 (23)w2 | Permanent Casing ( dia. 3.00 m 20 mm thick) | Meter
DIVISION II - BUILDING | PART E | ITEM 1052 – PILING | 1052 (23)x1 | Permanent Casing ( dia. 3.50 m 16 mm thick) | Meter
DIVISION II - BUILDING | PART E | ITEM 1052 – PILING | 1052 (23)x2 | Permanent Casing ( dia. 3.50 m 20 mm thick) | Meter
DIVISION II - BUILDING | PART E | ITEM 1052 – PILING | 1052 (23)y | Permanent Casing ( dia. 0.60 m 6 mm thick) | Meter
DIVISION II - BUILDING | PART E | ITEM 1052 – PILING | 1052 (24) | Permanent Casing ( ) | Kilogram
DIVISION II - BUILDING | PART E | ITEM 1052 – PILING | 1052 (25) | Splicing of R.C. Piles with Epoxy ( ) | Each
DIVISION II - BUILDING | PART E | ITEM 1052 – PILING | 1052 (26)a | Pile Integrity Testing ( Crosshole-Sonic) | Each
DIVISION II - BUILDING | PART E | ITEM 1052 – PILING | 1052 (26)b | Pile Integrity Testing ( Low-Strain) | Each
DIVISION II - BUILDING | PART E | ITEM 1052 – PILING | 1052 (27) | High Strain Dynamic Load Testing (PDA) ( ) | Each
DIVISION II - BUILDING | PART E | ITEM 1052 – PILING | 1052 (28)a | Micro Piles ( 0.2 ) | Meter
DIVISION II - BUILDING | PART E | ITEM 1052 – PILING | 1052 (28)b | Micro Piles ( 0.25 ) | Meter
DIVISION II - BUILDING | PART E | ITEM 1052 – PILING | 1052 (28)c | Micro Piles ( 0.3 ) | Meter
DIVISION II - BUILDING | PART E | ITEM 1052 – PILING | 1052 (29)a | Permanent Casing (Micro Piles) ( 0.2 ) | Kilogram
DIVISION II - BUILDING | PART E | ITEM 1052 – PILING | 1052 (29)b | Permanent Casing (Micro Piles) ( 0.25 ) | Kilogram
DIVISION II - BUILDING | PART E | ITEM 1052 – PILING | 1052 (29)c | Permanent Casing (Micro Piles) ( 0.3 ) | Kilogram
DIVISION II - BUILDING | PART E | ITEM 1052 – PILING | 1052 (30)a | Temporary Steel Casing ( Furnish/Driven) | Meter
DIVISION II - BUILDING | PART E | ITEM 1052 – PILING | 1052 (30)b | Temporary Steel Casing ( Extraction) | Meter
DIVISION II - BUILDING | PART E | ITEM 1052 – PILING | 1052 (31)a1 | Steel Pipe Piles, Furnished & Driven ( 318.5 mm dia. x 10.3 mm thk Press-in-Method Normal Headroom) | Meter
DIVISION II - BUILDING | PART E | ITEM 1052 – PILING | 1052 (31)a2 | Steel Pipe Piles, Furnished & Driven ( 800 mm dia. x 8 mm thk Press-in-Method Normal Headroom) | Meter
DIVISION II - BUILDING | PART E | ITEM 1052 – PILING | 1052 (31)a3 | Steel Pipe Piles, Furnished & Driven ( 1200 mm dia. x 16 mm thk Press-in-Method Normal Headroom) | Meter
DIVISION II - BUILDING | PART E | ITEM 1052 – PILING | 1052 (31)a4 | Steel Pipe Piles, Furnished & Driven ( 1200 mm dia. x 19 mm thk Press-in-Method Normal Headroom) | Meter
DIVISION II - BUILDING | PART E | ITEM 1052 – PILING | 1052 (32)b1 | Steel Pipe Piles, Furnished & Driven ( 318.5 mm dia. x 10.3 mm thk Press-in-Method Low Headroom) | Meter
DIVISION II - BUILDING | PART E | ITEM 1052 – PILING | 1052 (32)b2 | Steel Pipe Piles, Furnished & Driven ( 800 mm dia. x 8 mm thk Press-in-Method Low Headroom) | Meter
DIVISION II - BUILDING | PART E | ITEM 1052 – PILING | 1052 (32)b3 | Steel Pipe Piles, Furnished & Driven ( 1200 mm dia. x 16 mm thk Press-in-Method Low Headroom) | Meter
DIVISION II - BUILDING | PART E | ITEM 1052 – PILING | 1052 (32)b4 | Steel Pipe Piles, Furnished & Driven ( 1200 mm dia. x 19 mm thk Press-in-Method Low Headroom) | Meter
DIVISION II - BUILDING | PART E | ITEM 1052 – PILING | 1052 (33)a1 | Steel Pipe Sheet Piles, Furnished and Driven ( 800 mm dia. x 8 mm thk ) | Meter
DIVISION II - BUILDING | PART E | ITEM 1052 – PILING | 1052 (36)a2 | Steel Pipe Sheet Piles, Furnished and Driven ( 1200 mm dia. x 19 mm thk ) | Meter
DIVISION II - BUILDING | PART E | ITEM 1052 – PILING | 1052 (37)a | PVC Sheet Piles ( Furnished) | Meter
DIVISION II - BUILDING | PART E | ITEM 1052 – PILING | 1052 (37)b | PVC Sheet Piles ( Driven) | Meter
DIVISION II - BUILDING | PART E | ITEM 1053 – CARPET FLOOR TILES | 1053 (1) | Carpet Floor Tiles ( ) | Square Meter
DIVISION II - BUILDING | PART E | ITEM 1053 – CARPET FLOOR TILES | 1053 (2) | Carpet Floor Tiles ( ) | Lump Sum
DIVISION II - BUILDING | PART E | ITEM 1054 – GLASS FIBER REINFORCED CONCRETE CLADDING PANELS | 1054 (1) | Glass Fiber Reinforced Concrete (GFRC) Cladding Panels ( ) | Square Meter
DIVISION II - BUILDING | PART E | ITEM 1054 – GLASS FIBER REINFORCED CONCRETE CLADDING PANELS | 1054 (2) | Glass Fiber Reinforced Concrete (GFRC) Cladding Panels ( ) | Lump Sum
DIVISION II - BUILDING | PART E | ITEM 1055 – INTERIOR CEMENTITIOUS FIREPROOFING | 1055 (1) | Sprayed Cementitious Fireproofing ( ) | Square Meter
DIVISION II - BUILDING | PART E | ITEM 1056 – ASPHALT ROOF SINGLES | 1056 (1) | Asphalt Roof Shingles ( ) | Square Meter
DIVISION II - BUILDING | PART E | ITEM 1058 – ASPHALT ROOF SINGLES | 1058 (1) | Flood Protection System for Buildings ( ) | Lump Sum
DIVISION II - BUILDING | PART E | ITEM 1058 – ASPHALT ROOF SINGLES | 1058 (2) | Demountable Flood Barrier ( ) | Square Meter
DIVISION II - BUILDING | PART E | ITEM 1058 – ASPHALT ROOF SINGLES | 1058 (3) | Window Cover Flood Barrier ( ) | Square Meter
DIVISION II - BUILDING | PART E | ITEM 1058 – ASPHALT ROOF SINGLES | 1058 (4) | Swinging Flood Gate ( ) | Square Meter
DIVISION II - BUILDING | PART E | ITEM 1058 – ASPHALT ROOF SINGLES | 1058 (5) | Pivot-hinged Flood Gate ( ) | Square Meter
DIVISION II - BUILDING | PART E | ITEM 1058 – ASPHALT ROOF SINGLES | 1058 (6) | Drop-down Flood Barrier ( ) | Square Meter
DIVISION II - BUILDING | PART E | ITEM 1058 – ASPHALT ROOF SINGLES | 1058 (7) | Flip-up Flood Barrier ( ) | Square Meter
DIVISION II - BUILDING | PART E | ITEM 1058 – ASPHALT ROOF SINGLES | 1058 (8) | Sliding Flood Barrier ( ) | Square Meter
DIVISION II - BUILDING | PART E | ITEM 1058 – ASPHALT ROOF SINGLES | 1058 (9) | Glass-Paneled Flood Barrier ( ) | Square Meter
DIVISION II - BUILDING | PART E | ITEM 1059 – VISCOUS DAMPERS | 1059 (1) | Viscous Dampers ( ) | Set
DIVISION II - BUILDING | PART E | ITEM 1060 – SEISMIC BASE ISOLATION FOR BUILDINGS | 1060 (1) | Seismic Base Isolator (Lead Rubber Bearing) ( ) | Set
DIVISION II - BUILDING | PART E | ITEM 1060 – SEISMIC BASE ISOLATION FOR BUILDINGS | 1060 (2) | Seismic Base Isolator (Lead Rubber Bearing) ( ) | Lump Sum
DIVISION II - BUILDING | PART E | ITEM 1060 – SEISMIC BASE ISOLATION FOR BUILDINGS | 1060 (3) | Seismic Base Isolator (Rubber Bearing) ( ) | Set
DIVISION II - BUILDING | PART E | ITEM 1060 – SEISMIC BASE ISOLATION FOR BUILDINGS | 1060 (4) | Seismic Base Isolator (Rubber Bearing) ( ) | Lump Sum
DIVISION II - BUILDING | PART E | ITEM 1060 – SEISMIC BASE ISOLATION FOR BUILDINGS | 1060 (5) | Seismic Base Isolator (Sliding Isolator Bearing - Set Flat Slider) ( ) | Set
DIVISION II - BUILDING | PART E | ITEM 1060 – SEISMIC BASE ISOLATION FOR BUILDINGS | 1060 (6) | Seismic Base Isolator (Sliding Isolator Bearing - Set Flat Slider) ( ) | Lump Sum
DIVISION II - BUILDING | PART E | ITEM 1061 – TENSILE FABRIC | 1061 (1)a1 | PVC Tensile Fabric with accessories ( Type 0 ) | Square Meter
DIVISION II - BUILDING | PART E | ITEM 1061 – TENSILE FABRIC | 1061 (1)a2 | PVC Tensile Fabric with accessories ( Type 1 ) | Square Meter
DIVISION II - BUILDING | PART E | ITEM 1061 – TENSILE FABRIC | 1061 (1)a3 | PVC Tensile Fabric with accessories ( Type 2 ) | Square Meter
DIVISION II - BUILDING | PART E | ITEM 1061 – TENSILE FABRIC | 1061 (1)a4 | PVC Tensile Fabric with accessories ( Type 3 ) | Square Meter
DIVISION II - BUILDING | PART E | ITEM 1061 – TENSILE FABRIC | 1061 (2)a1 | PTFE Tensile Fabric with accessories ( Type 1 ) | Square Meter
DIVISION II - BUILDING | PART E | ITEM 1061 – TENSILE FABRIC | 1061 (2)a2 | PTFE Tensile Fabric with accessories ( Type 2 ) | Square Meter
DIVISION II - BUILDING | PART E | ITEM 1061 – TENSILE FABRIC | 1061 (2)a3 | PTFE Tensile Fabric with accessories ( Type 3 ) | Square Meter
DIVISION II - BUILDING | PART E | ITEM 1061 – TENSILE FABRIC | 1061 (2)a4 | PTFE Tensile Fabric with accessories ( Type 4 ) | Square Meter
DIVISION II - BUILDING | PART F | ITEM 1100 - CONDUITS, BOXES AND FITTINGS | 1100 (1)a | Rigid Steel Conduit (RSC) ( 15 mm dia. ) | Meter
DIVISION II - BUILDING | PART F | ITEM 1100 - CONDUITS, BOXES AND FITTINGS | 1100 (1)b | Rigid Steel Conduit (RSC) ( 20 mm dia. ) | Meter
DIVISION II - BUILDING | PART F | ITEM 1100 - CONDUITS, BOXES AND FITTINGS | 1100 (1)c | Rigid Steel Conduit (RSC) ( 25 mm dia. ) | Meter
DIVISION II - BUILDING | PART F | ITEM 1100 - CONDUITS, BOXES AND FITTINGS | 1100 (1)d | Rigid Steel Conduit (RSC) ( 32 mm dia. ) | Meter
DIVISION II - BUILDING | PART F | ITEM 1100 - CONDUITS, BOXES AND FITTINGS | 1100 (1)e | Rigid Steel Conduit (RSC) ( 40 mm dia. ) | Meter
DIVISION II - BUILDING | PART F | ITEM 1100 - CONDUITS, BOXES AND FITTINGS | 1100 (1)f | Rigid Steel Conduit (RSC) ( 50 mm dia. ) | Meter
DIVISION II - BUILDING | PART F | ITEM 1100 - CONDUITS, BOXES AND FITTINGS | 1100 (1)g | Rigid Steel Conduit (RSC) ( 65 mm dia. ) | Meter
DIVISION II - BUILDING | PART F | ITEM 1100 - CONDUITS, BOXES AND FITTINGS | 1100 (1)h | Rigid Steel Conduit (RSC) ( 80 mm dia. ) | Meter
DIVISION II - BUILDING | PART F | ITEM 1100 - CONDUITS, BOXES AND FITTINGS | 1100 (1)i | Rigid Steel Conduit (RSC) ( 90 mm dia. ) | Meter
DIVISION II - BUILDING | PART F | ITEM 1100 - CONDUITS, BOXES AND FITTINGS | 1100 (1)j | Rigid Steel Conduit (RSC) ( 100 mm dia. ) | Meter
DIVISION II - BUILDING | PART F | ITEM 1100 - CONDUITS, BOXES AND FITTINGS | 1100 (1)k | Rigid Steel Conduit (RSC) ( 125 mm dia. ) | Meter
DIVISION II - BUILDING | PART F | ITEM 1100 - CONDUITS, BOXES AND FITTINGS | 1100 (1)l | Rigid Steel Conduit (RSC) ( 150 mm dia. ) | Meter
DIVISION II - BUILDING | PART F | ITEM 1100 - CONDUITS, BOXES AND FITTINGS | 1100 (2)a | Intermediate Metal Conduit (IMC) ( 15 mm dia. ) | Meter
DIVISION II - BUILDING | PART F | ITEM 1100 - CONDUITS, BOXES AND FITTINGS | 1100 (2)b | Intermediate Metal Conduit (IMC) ( 20 mm dia. ) | Meter
DIVISION II - BUILDING | PART F | ITEM 1100 - CONDUITS, BOXES AND FITTINGS | 1100 (2)c | Intermediate Metal Conduit (IMC) ( 25 mm dia. ) | Meter
DIVISION II - BUILDING | PART F | ITEM 1100 - CONDUITS, BOXES AND FITTINGS | 1100 (2)d | Intermediate Metal Conduit (IMC) ( 32 mm dia. ) | Meter
DIVISION II - BUILDING | PART F | ITEM 1100 - CONDUITS, BOXES AND FITTINGS | 1100 (2)e | Intermediate Metal Conduit (IMC) ( 40 mm dia. ) | Meter
DIVISION II - BUILDING | PART F | ITEM 1100 - CONDUITS, BOXES AND FITTINGS | 1100 (2)f | Intermediate Metal Conduit (IMC) ( 50 mm dia. ) | Meter
DIVISION II - BUILDING | PART F | ITEM 1100 - CONDUITS, BOXES AND FITTINGS | 1100 (2)g | Intermediate Metal Conduit (IMC) ( 65 mm dia. ) | Meter
DIVISION II - BUILDING | PART F | ITEM 1100 - CONDUITS, BOXES AND FITTINGS | 1100 (2)h | Intermediate Metal Conduit (IMC) ( 80 mm dia. ) | Meter
DIVISION II - BUILDING | PART F | ITEM 1100 - CONDUITS, BOXES AND FITTINGS | 1100 (2)i | Intermediate Metal Conduit (IMC) ( 90 mm dia. ) | Meter
DIVISION II - BUILDING | PART F | ITEM 1100 - CONDUITS, BOXES AND FITTINGS | 1100 (2)j | Intermediate Metal Conduit (IMC) ( 100 mm dia. ) | Meter
DIVISION II - BUILDING | PART F | ITEM 1100 - CONDUITS, BOXES AND FITTINGS | 1100 (3)a | Flexible Metal Conduit ( 15 mm dia. ) | Meter
DIVISION II - BUILDING | PART F | ITEM 1100 - CONDUITS, BOXES AND FITTINGS | 1100 (3)b | Flexible Metal Conduit ( 20 mm dia. ) | Meter
DIVISION II - BUILDING | PART F | ITEM 1100 - CONDUITS, BOXES AND FITTINGS | 1100 (3)c | Flexible Metal Conduit ( 25 mm dia. ) | Meter
DIVISION II - BUILDING | PART F | ITEM 1100 - CONDUITS, BOXES AND FITTINGS | 1100 (3)d | Flexible Metal Conduit ( 32 mm dia. ) | Meter
DIVISION II - BUILDING | PART F | ITEM 1100 - CONDUITS, BOXES AND FITTINGS | 1100 (3)e | Flexible Metal Conduit ( 40 mm dia. ) | Meter
DIVISION II - BUILDING | PART F | ITEM 1100 - CONDUITS, BOXES AND FITTINGS | 1100 (3)f | Flexible Metal Conduit ( 50 mm dia ) | Meter
DIVISION II - BUILDING | PART F | ITEM 1100 - CONDUITS, BOXES AND FITTINGS | 1100 (3)g | Flexible Metal Conduit ( 65 mm dia. ) | Meter
DIVISION II - BUILDING | PART F | ITEM 1100 - CONDUITS, BOXES AND FITTINGS | 1100 (3)h | Flexible Metal Conduit ( 80 mm dia. ) | Meter
DIVISION II - BUILDING | PART F | ITEM 1100 - CONDUITS, BOXES AND FITTINGS | 1100 (3)i | Flexible Metal Conduit ( 90 mm dia. ) | Meter
DIVISION II - BUILDING | PART F | ITEM 1100 - CONDUITS, BOXES AND FITTINGS | 1100 (3)j | Flexible Metal Conduit ( 100 mm dia. ) | Meter
DIVISION II - BUILDING | PART F | ITEM 1100 - CONDUITS, BOXES AND FITTINGS | 1100 (4)a | Electrical Metallic Tubing (EMT) ( 15 mm dia. ) | Meter
DIVISION II - BUILDING | PART F | ITEM 1100 - CONDUITS, BOXES AND FITTINGS | 1100 (4)b | Electrical Metallic Tubing (EMT) ( 20 mm dia. ) | Meter
DIVISION II - BUILDING | PART F | ITEM 1100 - CONDUITS, BOXES AND FITTINGS | 1100 (4)c | Electrical Metallic Tubing (EMT) ( 25 mm dia. ) | Meter
DIVISION II - BUILDING | PART F | ITEM 1100 - CONDUITS, BOXES AND FITTINGS | 1100 (4)d | Electrical Metallic Tubing (EMT) ( 32 mm dia. ) | Meter
DIVISION II - BUILDING | PART F | ITEM 1100 - CONDUITS, BOXES AND FITTINGS | 1100 (4)e | Electrical Metallic Tubing (EMT) ( 40 mm dia. ) | Meter
DIVISION II - BUILDING | PART F | ITEM 1100 - CONDUITS, BOXES AND FITTINGS | 1100 (4)f | Electrical Metallic Tubing (EMT) ( 50 mm dia. ) | Meter
DIVISION II - BUILDING | PART F | ITEM 1100 - CONDUITS, BOXES AND FITTINGS | 1100 (4)g | Electrical Metallic Tubing (EMT) ( 65 mm dia. ) | Meter
DIVISION II - BUILDING | PART F | ITEM 1100 - CONDUITS, BOXES AND FITTINGS | 1100 (4)h | Electrical Metallic Tubing (EMT) ( 80 mm dia. ) | Meter
DIVISION II - BUILDING | PART F | ITEM 1100 - CONDUITS, BOXES AND FITTINGS | 1100 (4)i | Electrical Metallic Tubing (EMT) ( 90 mm dia. ) | Meter
DIVISION II - BUILDING | PART F | ITEM 1100 - CONDUITS, BOXES AND FITTINGS | 1100 (4)j | Electrical Metallic Tubing (EMT) ( 100 mm dia. ) | Meter
DIVISION II - BUILDING | PART F | ITEM 1100 - CONDUITS, BOXES AND FITTINGS | 1100 (5)a | Liquidtight Flexible Non-Metallic Conduit ( 10 mm dia. ) | Meter
DIVISION II - BUILDING | PART F | ITEM 1100 - CONDUITS, BOXES AND FITTINGS | 1100 (5)b | Liquidtight Flexible Non-Metallic Conduit ( 15 mm dia. ) | Meter
DIVISION II - BUILDING | PART F | ITEM 1100 - CONDUITS, BOXES AND FITTINGS | 1100 (5)c | Liquidtight Flexible Non-Metallic Conduit ( 20 mm dia. ) | Meter
DIVISION II - BUILDING | PART F | ITEM 1100 - CONDUITS, BOXES AND FITTINGS | 1100 (5)d | Liquidtight Flexible Non-Metallic Conduit ( 25 mm dia. ) | Meter
DIVISION II - BUILDING | PART F | ITEM 1100 - CONDUITS, BOXES AND FITTINGS | 1100 (5)e | Liquidtight Flexible Non-Metallic Conduit ( 32 mm dia. ) | Meter
DIVISION II - BUILDING | PART F | ITEM 1100 - CONDUITS, BOXES AND FITTINGS | 1100 (5)f | Liquidtight Flexible Non-Metallic Conduit ( 40 mm dia. ) | Meter
DIVISION II - BUILDING | PART F | ITEM 1100 - CONDUITS, BOXES AND FITTINGS | 1100 (5)g | Liquidtight Flexible Non-Metallic Conduit ( 50 mm dia. ) | Meter
DIVISION II - BUILDING | PART F | ITEM 1100 - CONDUITS, BOXES AND FITTINGS | 1100 (6)a | Rigid Polyvinyl Chloride Pipes (PVC/uPVC) ( 20 mm dia. ) | Meter
DIVISION II - BUILDING | PART F | ITEM 1100 - CONDUITS, BOXES AND FITTINGS | 1100 (6)b | Rigid Polyvinyl Chloride Pipes (PVC/uPVC) ( 25 mm dia. ) | Meter
DIVISION II - BUILDING | PART F | ITEM 1100 - CONDUITS, BOXES AND FITTINGS | 1100 (6)c | Rigid Polyvinyl Chloride Pipes (PVC/uPVC) ( 32 mm dia. ) | Meter
DIVISION II - BUILDING | PART F | ITEM 1100 - CONDUITS, BOXES AND FITTINGS | 1100 (6)d | Rigid Polyvinyl Chloride Pipes (PVC/uPVC) ( 40 mm dia. ) | Meter
DIVISION II - BUILDING | PART F | ITEM 1100 - CONDUITS, BOXES AND FITTINGS | 1100 (6)e | Rigid Polyvinyl Chloride Pipes (PVC/uPVC) ( 50 mm dia. ) | Meter
DIVISION II - BUILDING | PART F | ITEM 1100 - CONDUITS, BOXES AND FITTINGS | 1100 (6)f | Rigid Polyvinyl Chloride Pipes (PVC/uPVC) ( 65mm dia. ) | Meter
DIVISION II - BUILDING | PART F | ITEM 1100 - CONDUITS, BOXES AND FITTINGS | 1100 (6)g | Rigid Polyvinyl Chloride Pipes (PVC/uPVC) ( 75 mm dia. ) | Meter
DIVISION II - BUILDING | PART F | ITEM 1100 - CONDUITS, BOXES AND FITTINGS | 1100 (6)h | Rigid Polyvinyl Chloride Pipes (PVC/uPVC) ( 90 mm dia. ) | Meter
DIVISION II - BUILDING | PART F | ITEM 1100 - CONDUITS, BOXES AND FITTINGS | 1100 (6)i | Rigid Polyvinyl Chloride Pipes (PVC/uPVC) ( 100 mm dia. ) | Meter
DIVISION II - BUILDING | PART F | ITEM 1100 - CONDUITS, BOXES AND FITTINGS | 1100 (6)j | Rigid Polyvinyl Chloride Pipes (PVC/uPVC) ( 110 mm dia. ) | Meter
DIVISION II - BUILDING | PART F | ITEM 1100 - CONDUITS, BOXES AND FITTINGS | 1100 (6)k | Rigid Polyvinyl Chloride Pipes (PVC/uPVC) ( 160 mm dia. ) | Meter
DIVISION II - BUILDING | PART F | ITEM 1100 - CONDUITS, BOXES AND FITTINGS | 1100 (7)a1 | Weatherhead ( 15 mm dia. ) | Piece
DIVISION II - BUILDING | PART F | ITEM 1100 - CONDUITS, BOXES AND FITTINGS | 1100 (7)a2 | Weatherhead ( 20 mm dia. ) | Piece
DIVISION II - BUILDING | PART F | ITEM 1100 - CONDUITS, BOXES AND FITTINGS | 1100 (7)a3 | Weatherhead ( 25 mm dia. ) | Piece
DIVISION II - BUILDING | PART F | ITEM 1100 - CONDUITS, BOXES AND FITTINGS | 1100 (7)a4 | Weatherhead ( 32 mm dia. ) | Piece
DIVISION II - BUILDING | PART F | ITEM 1100 - CONDUITS, BOXES AND FITTINGS | 1100 (7)a5 | Weatherhead ( 40 mm dia. ) | Piece
DIVISION II - BUILDING | PART F | ITEM 1100 - CONDUITS, BOXES AND FITTINGS | 1100 (7)a6 | Weatherhead ( 50 mm dia. ) | Piece
DIVISION II - BUILDING | PART F | ITEM 1100 - CONDUITS, BOXES AND FITTINGS | 1100 (7)a7 | Weatherhead ( 65 mm dia. ) | Piece
DIVISION II - BUILDING | PART F | ITEM 1100 - CONDUITS, BOXES AND FITTINGS | 1100 (7)a8 | Weatherhead ( 80 mm dia. ) | Piece
DIVISION II - BUILDING | PART F | ITEM 1100 - CONDUITS, BOXES AND FITTINGS | 1100 (7)a9 | Weatherhead ( 90 mm dia. ) | Piece
DIVISION II - BUILDING | PART F | ITEM 1100 - CONDUITS, BOXES AND FITTINGS | 1100 (7)a10 | Weatherhead ( 100 mm dia. ) | Piece
DIVISION II - BUILDING | PART F | ITEM 1100 - CONDUITS, BOXES AND FITTINGS | 1100 (7)a11 | Weatherhead ( 125 mm dia. ) | Piece
DIVISION II - BUILDING | PART F | ITEM 1100 - CONDUITS, BOXES AND FITTINGS | 1100 (7)a12 | Weatherhead ( 150 mm dia. ) | Piece
DIVISION II - BUILDING | PART F | ITEM 1100 - CONDUITS, BOXES AND FITTINGS | 1100 (8) | Boxes/Wire Gutter ( ) | Lump Sum
DIVISION II - BUILDING | PART F | ITEM 1100 - CONDUITS, BOXES AND FITTINGS | 1100 (9) | Fittings and Accessories ( ) | Lump Sum
DIVISION II - BUILDING | PART F | ITEM 1100 - CONDUITS, BOXES AND FITTINGS | 1100 (10) | Conduits, Boxes & Fittings (Conduit Works/Conduit Rough-in) ( ) | Lump Sum
DIVISION II - BUILDING | PART F | ITEM 1101 – WIRES, CABLES AND WIRING DEVICES | 1101 (1)a1 | Electric Wire ( 1.6 mm dia. TW/THHN/THWN2 Solid) | Roll
DIVISION II - BUILDING | PART F | ITEM 1101 – WIRES, CABLES AND WIRING DEVICES | 1101 (1)a2 | Electric Wire ( 2.0 mm dia. TW/THHN/THWN2 Solid) | Roll
DIVISION II - BUILDING | PART F | ITEM 1101 – WIRES, CABLES AND WIRING DEVICES | 1101 (1)a3 | Electric Wire ( 2.6 mm dia. TW/THHN/THWN2 Solid) | Roll
DIVISION II - BUILDING | PART F | ITEM 1101 – WIRES, CABLES AND WIRING DEVICES | 1101 (1)a4 | Electric Wire ( 3.2 mm dia. TW/THHN/THWN2 Solid) | Roll
DIVISION II - BUILDING | PART F | ITEM 1101 – WIRES, CABLES AND WIRING DEVICES | 1101 (1)b1 | Electric Wire ( 2.0 mm2 TW/THHN/THWN2 Stranded) | Roll
DIVISION II - BUILDING | PART F | ITEM 1101 – WIRES, CABLES AND WIRING DEVICES | 1101 (1)b2 | Electric Wire ( 3.5 mm2 TW/THHN/THWN2 Stranded) | Roll
DIVISION II - BUILDING | PART F | ITEM 1101 – WIRES, CABLES AND WIRING DEVICES | 1101 (1)b3 | Electric Wire ( 5.5 mm2 TW/THHN/THWN2 Stranded) | Roll
DIVISION II - BUILDING | PART F | ITEM 1101 – WIRES, CABLES AND WIRING DEVICES | 1101 (1)b4 | Electric Wire ( 8.0 mm2 TW/THHN/THWN2 Stranded) | Roll
DIVISION II - BUILDING | PART F | ITEM 1101 – WIRES, CABLES AND WIRING DEVICES | 1101 (1)b5 | Electric Wire ( 14 mm2 TW/THHN/THWN2 Stranded) | Roll
DIVISION II - BUILDING | PART F | ITEM 1101 – WIRES, CABLES AND WIRING DEVICES | 1101 (1)b6 | Electric Wire ( 22 mm2 TW/THHN/THWN2 Stranded) | Roll
DIVISION II - BUILDING | PART F | ITEM 1101 – WIRES, CABLES AND WIRING DEVICES | 1101 (1)b7 | Electric Wire ( 30 mm2 TW/THHN/THWN2 Stranded) | Roll
DIVISION II - BUILDING | PART F | ITEM 1101 – WIRES, CABLES AND WIRING DEVICES | 1101 (1)b8 | Electric Wire ( 38 mm2 TW/THHN/THWN2 Stranded) | Roll
DIVISION II - BUILDING | PART F | ITEM 1101 – WIRES, CABLES AND WIRING DEVICES | 1101 (1)b9 | Electric Wire ( 50 mm2 TW/THHN/THWN2 Stranded) | Roll
DIVISION II - BUILDING | PART F | ITEM 1101 – WIRES, CABLES AND WIRING DEVICES | 1101 (1)b10 | Electric Wire ( 60 mm2 TW/THHN/THWN2 Stranded) | Roll
DIVISION II - BUILDING | PART F | ITEM 1101 – WIRES, CABLES AND WIRING DEVICES | 1101 (1)b11 | Electric Wire ( 80 mm2 TW/THHN/THWN2 Stranded) | Roll
DIVISION II - BUILDING | PART F | ITEM 1101 – WIRES, CABLES AND WIRING DEVICES | 1101 (1)b12 | Electric Wire ( 100 mm2 TW/THHN/THWN2 Stranded) | Roll
DIVISION II - BUILDING | PART F | ITEM 1101 – WIRES, CABLES AND WIRING DEVICES | 1101 (1)b13 | Electric Wire ( 125 mm2 TW/THHN/THWN2 Stranded) | Roll
DIVISION II - BUILDING | PART F | ITEM 1101 – WIRES, CABLES AND WIRING DEVICES | 1101 (1)b14 | Electric Wire ( 150 mm2 TW/THHN/THWN2 Stranded) | Roll
DIVISION II - BUILDING | PART F | ITEM 1101 – WIRES, CABLES AND WIRING DEVICES | 1101 (1)b15 | Electric Wire ( 200 mm2 TW/THHN/THWN2 Stranded) | Roll
DIVISION II - BUILDING | PART F | ITEM 1101 – WIRES, CABLES AND WIRING DEVICES | 1101 (1)b16 | Electric Wire ( 250 mm2 TW/THHN/THWN2 Stranded) | Roll
DIVISION II - BUILDING | PART F | ITEM 1101 – WIRES, CABLES AND WIRING DEVICES | 1101 (1)b17 | Electric Wire ( 325 mm2 TW/THHN/THWN2 Stranded) | Roll
DIVISION II - BUILDING | PART F | ITEM 1101 – WIRES, CABLES AND WIRING DEVICES | 1101 (1)b18 | Electric Wire ( 400 mm2 TW/THHN/THWN2 Stranded) | Roll
DIVISION II - BUILDING | PART F | ITEM 1101 – WIRES, CABLES AND WIRING DEVICES | 1101 (1)b19 | Electric Wire ( 500 mm2 TW/THHN/THWN2 Stranded) | Roll
DIVISION II - BUILDING | PART F | ITEM 1101 – WIRES, CABLES AND WIRING DEVICES | 1101 (1)c1 | Electric Wire ( 14 mm² ACSR ) | Roll
DIVISION II - BUILDING | PART F | ITEM 1101 – WIRES, CABLES AND WIRING DEVICES | 1101 (1)c2 | Electric Wire ( 22 mm² ACSR ) | Roll
DIVISION II - BUILDING | PART F | ITEM 1101 – WIRES, CABLES AND WIRING DEVICES | 1101 (1)c3 | Electric Wire ( 30 mm² ACSR ) | Roll
DIVISION II - BUILDING | PART F | ITEM 1101 – WIRES, CABLES AND WIRING DEVICES | 1101 (1)c4 | Electric Wire ( 38 mm² ACSR ) | Roll
DIVISION II - BUILDING | PART F | ITEM 1101 – WIRES, CABLES AND WIRING DEVICES | 1101 (1)c5 | Electric Wire ( 50 mm² ACSR ) | Roll
DIVISION II - BUILDING | PART F | ITEM 1101 – WIRES, CABLES AND WIRING DEVICES | 1101 (1)c6 | Electric Wire ( 60 mm² ACSR ) | Roll
DIVISION II - BUILDING | PART F | ITEM 1101 – WIRES, CABLES AND WIRING DEVICES | 1101 (1)c7 | Electric Wire ( 80 mm² ACSR ) | Roll
DIVISION II - BUILDING | PART F | ITEM 1101 – WIRES, CABLES AND WIRING DEVICES | 1101 (1)c8 | Electric Wire ( 100 mm² ACSR ) | Roll
DIVISION II - BUILDING | PART F | ITEM 1101 – WIRES, CABLES AND WIRING DEVICES | 1101 (1)c9 | Electric Wire ( 125 mm² ACSR ) | Roll
DIVISION II - BUILDING | PART F | ITEM 1101 – WIRES, CABLES AND WIRING DEVICES | 1101 (1)c10 | Electric Wire ( 150 mm² ACSR ) | Roll
DIVISION II - BUILDING | PART F | ITEM 1101 – WIRES, CABLES AND WIRING DEVICES | 1101 (1)c11 | Electric Wire ( 200 mm² ACSR ) | Roll
DIVISION II - BUILDING | PART F | ITEM 1101 – WIRES, CABLES AND WIRING DEVICES | 1101 (1)c12 | Electric Wire ( 250 mm² ACSR ) | Roll
DIVISION II - BUILDING | PART F | ITEM 1101 – WIRES, CABLES AND WIRING DEVICES | 1101 (1)d1 | Electric Wire ( 1C X 4 XLPE ) | Roll
DIVISION II - BUILDING | PART F | ITEM 1101 – WIRES, CABLES AND WIRING DEVICES | 1101 (1)d2 | Electric Wire ( 1C X 6 XLPE ) | Roll
DIVISION II - BUILDING | PART F | ITEM 1101 – WIRES, CABLES AND WIRING DEVICES | 1101 (1)d3 | Electric Wire ( 1C X 10 XLPE ) | Roll
DIVISION II - BUILDING | PART F | ITEM 1101 – WIRES, CABLES AND WIRING DEVICES | 1101 (1)d4 | Electric Wire ( 1C X 25 XLPE ) | Roll
DIVISION II - BUILDING | PART F | ITEM 1101 – WIRES, CABLES AND WIRING DEVICES | 1101 (1)d5 | Electric Wire ( 1C X 35 XLPE ) | Roll
DIVISION II - BUILDING | PART F | ITEM 1101 – WIRES, CABLES AND WIRING DEVICES | 1101 (1)d6 | Electric Wire ( 1C X 50 XLPE ) | Roll
DIVISION II - BUILDING | PART F | ITEM 1101 – WIRES, CABLES AND WIRING DEVICES | 1101 (1)d7 | Electric Wire ( 1C X 70 XLPE ) | Roll
DIVISION II - BUILDING | PART F | ITEM 1101 – WIRES, CABLES AND WIRING DEVICES | 1101 (1)d8 | Electric Wire ( 1C X 95 XLPE ) | Roll
DIVISION II - BUILDING | PART F | ITEM 1101 – WIRES, CABLES AND WIRING DEVICES | 1101 (1)d9 | Electric Wire ( 1C X 120 XLPE ) | Roll
DIVISION II - BUILDING | PART F | ITEM 1101 – WIRES, CABLES AND WIRING DEVICES | 1101 (1)d10 | Electric Wire ( 1C X 185 XLPE ) | Roll
DIVISION II - BUILDING | PART F | ITEM 1101 – WIRES, CABLES AND WIRING DEVICES | 1101 (1)d11 | Electric Wire ( 1C X 240 XLPE ) | Roll
DIVISION II - BUILDING | PART F | ITEM 1101 – WIRES, CABLES AND WIRING DEVICES | 1101 (1)d12 | Electric Wire ( 1C X 300 XLPE ) | Roll
DIVISION II - BUILDING | PART F | ITEM 1101 – WIRES, CABLES AND WIRING DEVICES | 1101 (1)d13 | Electric Wire ( 1C X 400 XLPE ) | Roll
DIVISION II - BUILDING | PART F | ITEM 1101 – WIRES, CABLES AND WIRING DEVICES | 1101 (1)d14 | Electric Wire ( 1C X 500 XLPE ) | Roll
DIVISION II - BUILDING | PART F | ITEM 1101 – WIRES, CABLES AND WIRING DEVICES | 1101 (1)e1 | Electric Wire ( 2C X 4 XLPE ) | Roll
DIVISION II - BUILDING | PART F | ITEM 1101 – WIRES, CABLES AND WIRING DEVICES | 1101 (1)e2 | Electric Wire ( 2C X 6 XLPE ) | Roll
DIVISION II - BUILDING | PART F | ITEM 1101 – WIRES, CABLES AND WIRING DEVICES | 1101 (1)e3 | Electric Wire ( 2C X 10 XLPE ) | Roll
DIVISION II - BUILDING | PART F | ITEM 1101 – WIRES, CABLES AND WIRING DEVICES | 1101 (1)e4 | Electric Wire ( 2C X 25 XLPE ) | Roll
DIVISION II - BUILDING | PART F | ITEM 1101 – WIRES, CABLES AND WIRING DEVICES | 1101 (1)e5 | Electric Wire ( 2C X 35 XLPE ) | Roll
DIVISION II - BUILDING | PART F | ITEM 1101 – WIRES, CABLES AND WIRING DEVICES | 1101 (1)e6 | Electric Wire ( 2C X 50 XLPE ) | Roll
DIVISION II - BUILDING | PART F | ITEM 1101 – WIRES, CABLES AND WIRING DEVICES | 1101 (1)e7 | Electric Wire ( 2C X 70 XLPE ) | Roll
DIVISION II - BUILDING | PART F | ITEM 1101 – WIRES, CABLES AND WIRING DEVICES | 1101 (1)e8 | Electric Wire ( 2C X 95 XLPE ) | Roll
DIVISION II - BUILDING | PART F | ITEM 1101 – WIRES, CABLES AND WIRING DEVICES | 1101 (1)e9 | Electric Wire ( 2C X 120 XLPE ) | Roll
DIVISION II - BUILDING | PART F | ITEM 1101 – WIRES, CABLES AND WIRING DEVICES | 1101 (1)e10 | Electric Wire ( 2C X 185 XLPE ) | Roll
DIVISION II - BUILDING | PART F | ITEM 1101 – WIRES, CABLES AND WIRING DEVICES | 1101 (1)e11 | Electric Wire ( 2C X 240 XLPE ) | Roll
DIVISION II - BUILDING | PART F | ITEM 1101 – WIRES, CABLES AND WIRING DEVICES | 1101 (1)e12 | Electric Wire ( 2C X 300 XLPE ) | Roll
DIVISION II - BUILDING | PART F | ITEM 1101 – WIRES, CABLES AND WIRING DEVICES | 1101 (1)e13 | Electric Wire ( 2C X 400 XLPE ) | Roll
DIVISION II - BUILDING | PART F | ITEM 1101 – WIRES, CABLES AND WIRING DEVICES | 1101 (1)e14 | Electric Wire ( 2C X 500 XLPE ) | Roll
DIVISION II - BUILDING | PART F | ITEM 1101 – WIRES, CABLES AND WIRING DEVICES | 1101 (1)f1 | Electric Wire ( 3C X 4 XLPE ) | Roll
DIVISION II - BUILDING | PART F | ITEM 1101 – WIRES, CABLES AND WIRING DEVICES | 1101 (1)f2 | Electric Wire ( 3C X 6 XLPE ) | Roll
DIVISION II - BUILDING | PART F | ITEM 1101 – WIRES, CABLES AND WIRING DEVICES | 1101 (1)f3 | Electric Wire ( 3C X 10 XLPE ) | Roll
DIVISION II - BUILDING | PART F | ITEM 1101 – WIRES, CABLES AND WIRING DEVICES | 1101 (1)f4 | Electric Wire ( 3C X 25 XLPE ) | Roll
DIVISION II - BUILDING | PART F | ITEM 1101 – WIRES, CABLES AND WIRING DEVICES | 1101 (1)f5 | Electric Wire ( 3C X 35 XLPE ) | Roll
DIVISION II - BUILDING | PART F | ITEM 1101 – WIRES, CABLES AND WIRING DEVICES | 1101 (1)f6 | Electric Wire ( 3C X 50 XLPE ) | Roll
DIVISION II - BUILDING | PART F | ITEM 1101 – WIRES, CABLES AND WIRING DEVICES | 1101 (1)f7 | Electric Wire ( 3C X 70 XLPE ) | Roll
DIVISION II - BUILDING | PART F | ITEM 1101 – WIRES, CABLES AND WIRING DEVICES | 1101 (1)f8 | Electric Wire ( 3C X 95 XLPE ) | Roll
DIVISION II - BUILDING | PART F | ITEM 1101 – WIRES, CABLES AND WIRING DEVICES | 1101 (1)f9 | Electric Wire ( 3C X 120 XLPE ) | Roll
DIVISION II - BUILDING | PART F | ITEM 1101 – WIRES, CABLES AND WIRING DEVICES | 1101 (1)f10 | Electric Wire ( 3C X 185 XLPE ) | Roll
DIVISION II - BUILDING | PART F | ITEM 1101 – WIRES, CABLES AND WIRING DEVICES | 1101 (1)f11 | Electric Wire ( 3C X 240 XLPE ) | Roll
DIVISION II - BUILDING | PART F | ITEM 1101 – WIRES, CABLES AND WIRING DEVICES | 1101 (1)f12 | Electric Wire ( 3C X 300 XLPE ) | Roll
DIVISION II - BUILDING | PART F | ITEM 1101 – WIRES, CABLES AND WIRING DEVICES | 1101 (1)f13 | Electric Wire ( 3C X 400 XLPE ) | Roll
DIVISION II - BUILDING | PART F | ITEM 1101 – WIRES, CABLES AND WIRING DEVICES | 1101 (1)f14 | Electric Wire ( 3C X 500 XLPE ) | Roll
DIVISION II - BUILDING | PART F | ITEM 1101 – WIRES, CABLES AND WIRING DEVICES | 1101 (1)f15 | Electric Wire ( 3C X 14 XLPE ) | Roll
DIVISION II - BUILDING | PART F | ITEM 1101 – WIRES, CABLES AND WIRING DEVICES | 1101 (2)a1 | Electric Wire ( 1.6 mm dia. TW/THHN/THWN2 Solid) | Meter
DIVISION II - BUILDING | PART F | ITEM 1101 – WIRES, CABLES AND WIRING DEVICES | 1101 (2)a2 | Electric Wire ( 2.0 mm dia. TW/THHN/THWN2 Solid) | Meter
DIVISION II - BUILDING | PART F | ITEM 1101 – WIRES, CABLES AND WIRING DEVICES | 1101 (2)a3 | Electric Wire ( 2.6 mm dia. TW/THHN/THWN2 Solid) | Meter
DIVISION II - BUILDING | PART F | ITEM 1101 – WIRES, CABLES AND WIRING DEVICES | 1101 (2)a4 | Electric Wire ( 3.2 mm dia. TW/THHN/THWN2 Solid) | Meter
DIVISION II - BUILDING | PART F | ITEM 1101 – WIRES, CABLES AND WIRING DEVICES | 1101 (2)b1 | Electric Wire ( 2.0 mm2 TW/THHN/THWN2 Stranded) | Meter
DIVISION II - BUILDING | PART F | ITEM 1101 – WIRES, CABLES AND WIRING DEVICES | 1101 (2)b2 | Electric Wire ( 3.5 mm2 TW/THHN/THWN2 Stranded) | Meter
DIVISION II - BUILDING | PART F | ITEM 1101 – WIRES, CABLES AND WIRING DEVICES | 1101 (2)b3 | Electric Wire ( 5.5 mm2 TW/THHN/THWN2 Stranded) | Meter
DIVISION II - BUILDING | PART F | ITEM 1101 – WIRES, CABLES AND WIRING DEVICES | 1101 (2)b4 | Electric Wire ( 8.0 mm2 TW/THHN/THWN2 Stranded) | Meter
DIVISION II - BUILDING | PART F | ITEM 1101 – WIRES, CABLES AND WIRING DEVICES | 1101 (2)b5 | Electric Wire ( 14 mm2 TW/THHN/THWN2 Stranded) | Meter
DIVISION II - BUILDING | PART F | ITEM 1101 – WIRES, CABLES AND WIRING DEVICES | 1101 (2)b6 | Electric Wire ( 22 mm2 TW/THHN/THWN2 Stranded) | Meter
DIVISION II - BUILDING | PART F | ITEM 1101 – WIRES, CABLES AND WIRING DEVICES | 1101 (2)b7 | Electric Wire ( 30 mm2 TW/THHN/THWN2 Stranded) | Meter
DIVISION II - BUILDING | PART F | ITEM 1101 – WIRES, CABLES AND WIRING DEVICES | 1101 (2)b8 | Electric Wire ( 38 mm2 TW/THHN/THWN2 Stranded) | Meter
DIVISION II - BUILDING | PART F | ITEM 1101 – WIRES, CABLES AND WIRING DEVICES | 1101 (2)b9 | Electric Wire ( 50 mm2 TW/THHN/THWN2 Stranded) | Meter
DIVISION II - BUILDING | PART F | ITEM 1101 – WIRES, CABLES AND WIRING DEVICES | 1101 (2)b10 | Electric Wire ( 60 mm2 TW/THHN/THWN2 Stranded) | Meter
DIVISION II - BUILDING | PART F | ITEM 1101 – WIRES, CABLES AND WIRING DEVICES | 1101 (2)b11 | Electric Wire ( 80 mm2 TW/THHN/THWN2 Stranded) | Meter
DIVISION II - BUILDING | PART F | ITEM 1101 – WIRES, CABLES AND WIRING DEVICES | 1101 (2)b12 | Electric Wire ( 100 mm2 TW/THHN/THWN2 Stranded) | Meter
DIVISION II - BUILDING | PART F | ITEM 1101 – WIRES, CABLES AND WIRING DEVICES | 1101 (2)b13 | Electric Wire ( 125 mm2 TW/THHN/THWN2 Stranded) | Meter
DIVISION II - BUILDING | PART F | ITEM 1101 – WIRES, CABLES AND WIRING DEVICES | 1101 (2)b14 | Electric Wire ( 150 mm2 TW/THHN/THWN2 Stranded) | Meter
DIVISION II - BUILDING | PART F | ITEM 1101 – WIRES, CABLES AND WIRING DEVICES | 1101 (2)b15 | Electric Wire ( 200 mm2 TW/THHN/THWN2 Stranded) | Meter
DIVISION II - BUILDING | PART F | ITEM 1101 – WIRES, CABLES AND WIRING DEVICES | 1101 (2)b16 | Electric Wire ( 250 mm2 TW/THHN/THWN2 Stranded) | Meter
DIVISION II - BUILDING | PART F | ITEM 1101 – WIRES, CABLES AND WIRING DEVICES | 1101 (2)b17 | Electric Wire ( 325 mm2 TW/THHN/THWN2 Stranded) | Meter
DIVISION II - BUILDING | PART F | ITEM 1101 – WIRES, CABLES AND WIRING DEVICES | 1101 (2)b18 | Electric Wire ( 400 mm2 TW/THHN/THWN2 Stranded) | Meter
DIVISION II - BUILDING | PART F | ITEM 1101 – WIRES, CABLES AND WIRING DEVICES | 1101 (2)b19 | Electric Wire ( 500 mm2 TW/THHN/THWN2 Stranded) | Meter
DIVISION II - BUILDING | PART F | ITEM 1101 – WIRES, CABLES AND WIRING DEVICES | 1101 (2)c1 | Electric Wire ( 1C X 4 XLPE ) | Meter
DIVISION II - BUILDING | PART F | ITEM 1101 – WIRES, CABLES AND WIRING DEVICES | 1101 (2)c2 | Electric Wire ( 1C X 6 XLPE ) | Meter
DIVISION II - BUILDING | PART F | ITEM 1101 – WIRES, CABLES AND WIRING DEVICES | 1101 (2)c3 | Electric Wire ( 1C X 10 XLPE ) | Meter
DIVISION II - BUILDING | PART F | ITEM 1101 – WIRES, CABLES AND WIRING DEVICES | 1101 (2)c4 | Electric Wire ( 1C X 25 XLPE ) | Meter
DIVISION II - BUILDING | PART F | ITEM 1101 – WIRES, CABLES AND WIRING DEVICES | 1101 (2)c5 | Electric Wire ( 1C X 35 XLPE ) | Meter
DIVISION II - BUILDING | PART F | ITEM 1101 – WIRES, CABLES AND WIRING DEVICES | 1101 (2)c6 | Electric Wire ( 1C X 50 XLPE ) | Meter
DIVISION II - BUILDING | PART F | ITEM 1101 – WIRES, CABLES AND WIRING DEVICES | 1101 (2)c7 | Electric Wire ( 1C X 70 XLPE ) | Meter
DIVISION II - BUILDING | PART F | ITEM 1101 – WIRES, CABLES AND WIRING DEVICES | 1101 (2)c8 | Electric Wire ( 1C X 95 XLPE ) | Meter
DIVISION II - BUILDING | PART F | ITEM 1101 – WIRES, CABLES AND WIRING DEVICES | 1101 (2)c9 | Electric Wire ( 1C X 120 XLPE ) | Meter
DIVISION II - BUILDING | PART F | ITEM 1101 – WIRES, CABLES AND WIRING DEVICES | 1101 (2)c10 | Electric Wire ( 1C X 185 XLPE ) | Meter
DIVISION II - BUILDING | PART F | ITEM 1101 – WIRES, CABLES AND WIRING DEVICES | 1101 (2)c11 | Electric Wire ( 1C X 240 XLPE ) | Meter
DIVISION II - BUILDING | PART F | ITEM 1101 – WIRES, CABLES AND WIRING DEVICES | 1101 (2)c12 | Electric Wire ( 1C X 300 XLPE ) | Meter
DIVISION II - BUILDING | PART F | ITEM 1101 – WIRES, CABLES AND WIRING DEVICES | 1101 (2)c13 | Electric Wire ( 1C X 400 XLPE ) | Meter
DIVISION II - BUILDING | PART F | ITEM 1101 – WIRES, CABLES AND WIRING DEVICES | 1101 (2)c14 | Electric Wire ( 1C X 500 XLPE ) | Meter
DIVISION II - BUILDING | PART F | ITEM 1101 – WIRES, CABLES AND WIRING DEVICES | 1101 (2)d1 | Electric Wire ( 2C X 4 XLPE ) | Meter
DIVISION II - BUILDING | PART F | ITEM 1101 – WIRES, CABLES AND WIRING DEVICES | 1101 (2)d2 | Electric Wire ( 2C X 6 XLPE ) | Meter
DIVISION II - BUILDING | PART F | ITEM 1101 – WIRES, CABLES AND WIRING DEVICES | 1101 (2)d3 | Electric Wire ( 2C X 10 XLPE ) | Meter
DIVISION II - BUILDING | PART F | ITEM 1101 – WIRES, CABLES AND WIRING DEVICES | 1101 (2)d4 | Electric Wire ( 2C X 25 XLPE ) | Meter
DIVISION II - BUILDING | PART F | ITEM 1101 – WIRES, CABLES AND WIRING DEVICES | 1101 (2)d5 | Electric Wire ( 2C X 35 XLPE ) | Meter
DIVISION II - BUILDING | PART F | ITEM 1101 – WIRES, CABLES AND WIRING DEVICES | 1101 (2)d6 | Electric Wire ( 2C X 50 XLPE ) | Meter
DIVISION II - BUILDING | PART F | ITEM 1101 – WIRES, CABLES AND WIRING DEVICES | 1101 (2)d7 | Electric Wire ( 2C X 70 XLPE ) | Meter
DIVISION II - BUILDING | PART F | ITEM 1101 – WIRES, CABLES AND WIRING DEVICES | 1101 (2)d8 | Electric Wire ( 2C X 95 XLPE ) | Meter
DIVISION II - BUILDING | PART F | ITEM 1101 – WIRES, CABLES AND WIRING DEVICES | 1101 (2)d9 | Electric Wire ( 2C X 120 XLPE ) | Meter
DIVISION II - BUILDING | PART F | ITEM 1101 – WIRES, CABLES AND WIRING DEVICES | 1101 (2)d10 | Electric Wire ( 2C X 185 XLPE ) | Meter
DIVISION II - BUILDING | PART F | ITEM 1101 – WIRES, CABLES AND WIRING DEVICES | 1101 (2)d11 | Electric Wire ( 2C X 240 XLPE ) | Meter
DIVISION II - BUILDING | PART F | ITEM 1101 – WIRES, CABLES AND WIRING DEVICES | 1101 (2)d12 | Electric Wire ( 2C X 300 XLPE ) | Meter
DIVISION II - BUILDING | PART F | ITEM 1101 – WIRES, CABLES AND WIRING DEVICES | 1101 (2)d13 | Electric Wire ( 2C X 400 XLPE ) | Meter
DIVISION II - BUILDING | PART F | ITEM 1101 – WIRES, CABLES AND WIRING DEVICES | 1101 (2)d14 | Electric Wire ( 2C X 500 XLPE ) | Meter
DIVISION II - BUILDING | PART F | ITEM 1101 – WIRES, CABLES AND WIRING DEVICES | 1101 (2)e1 | Electric Wire ( 3C X 4 XLPE ) | Meter
DIVISION II - BUILDING | PART F | ITEM 1101 – WIRES, CABLES AND WIRING DEVICES | 1101 (2)e2 | Electric Wire ( 3C X 6 XLPE ) | Meter
DIVISION II - BUILDING | PART F | ITEM 1101 – WIRES, CABLES AND WIRING DEVICES | 1101 (2)e3 | Electric Wire ( 3C X 10 XLPE ) | Meter
DIVISION II - BUILDING | PART F | ITEM 1101 – WIRES, CABLES AND WIRING DEVICES | 1101 (2)e4 | Electric Wire ( 3C X 25 XLPE ) | Meter
DIVISION II - BUILDING | PART F | ITEM 1101 – WIRES, CABLES AND WIRING DEVICES | 1101 (2)e5 | Electric Wire ( 3C X 35 XLPE ) | Meter
DIVISION II - BUILDING | PART F | ITEM 1101 – WIRES, CABLES AND WIRING DEVICES | 1101 (2)e6 | Electric Wire ( 3C X 50 XLPE ) | Meter
DIVISION II - BUILDING | PART F | ITEM 1101 – WIRES, CABLES AND WIRING DEVICES | 1101 (2)e7 | Electric Wire ( 3C X 70 XLPE ) | Meter
DIVISION II - BUILDING | PART F | ITEM 1101 – WIRES, CABLES AND WIRING DEVICES | 1101 (2)e8 | Electric Wire ( 3C X 95 XLPE ) | Meter
DIVISION II - BUILDING | PART F | ITEM 1101 – WIRES, CABLES AND WIRING DEVICES | 1101 (2)e9 | Electric Wire ( 3C X 120 XLPE ) | Meter
DIVISION II - BUILDING | PART F | ITEM 1101 – WIRES, CABLES AND WIRING DEVICES | 1101 (2)e10 | Electric Wire ( 3C X 185 XLPE ) | Meter
DIVISION II - BUILDING | PART F | ITEM 1101 – WIRES, CABLES AND WIRING DEVICES | 1101 (2)e11 | Electric Wire ( 3C X 240 XLPE ) | Meter
DIVISION II - BUILDING | PART F | ITEM 1101 – WIRES, CABLES AND WIRING DEVICES | 1101 (2)e12 | Electric Wire ( 3C X 300 XLPE ) | Meter
DIVISION II - BUILDING | PART F | ITEM 1101 – WIRES, CABLES AND WIRING DEVICES | 1101 (2)e13 | Electric Wire ( 3C X 400 XLPE ) | Meter
DIVISION II - BUILDING | PART F | ITEM 1101 – WIRES, CABLES AND WIRING DEVICES | 1101 (2)e14 | Electric Wire ( 3C X 500 XLPE ) | Meter
DIVISION II - BUILDING | PART F | ITEM 1101 – WIRES, CABLES AND WIRING DEVICES | 1101 (2)f1 | Electric Wire ( 14 mm² ACSR ) | Meter
DIVISION II - BUILDING | PART F | ITEM 1101 – WIRES, CABLES AND WIRING DEVICES | 1101 (2)f2 | Electric Wire ( 22 mm² ACSR ) | Meter
DIVISION II - BUILDING | PART F | ITEM 1101 – WIRES, CABLES AND WIRING DEVICES | 1101 (2)f3 | Electric Wire ( 30 mm² ACSR ) | Meter
DIVISION II - BUILDING | PART F | ITEM 1101 – WIRES, CABLES AND WIRING DEVICES | 1101 (2)f4 | Electric Wire ( 38 mm² ACSR ) | Meter
DIVISION II - BUILDING | PART F | ITEM 1101 – WIRES, CABLES AND WIRING DEVICES | 1101 (2)f5 | Electric Wire ( 50 mm² ACSR ) | Meter
DIVISION II - BUILDING | PART F | ITEM 1101 – WIRES, CABLES AND WIRING DEVICES | 1101 (2)f6 | Electric Wire ( 60 mm² ACSR ) | Meter
DIVISION II - BUILDING | PART F | ITEM 1101 – WIRES, CABLES AND WIRING DEVICES | 1101 (2)f7 | Electric Wire ( 80 mm² ACSR ) | Meter
DIVISION II - BUILDING | PART F | ITEM 1101 – WIRES, CABLES AND WIRING DEVICES | 1101 (2)f8 | Electric Wire ( 100 mm² ACSR ) | Meter
DIVISION II - BUILDING | PART F | ITEM 1101 – WIRES, CABLES AND WIRING DEVICES | 1101 (2)f9 | Electric Wire ( 125 mm² ACSR ) | Meter
DIVISION II - BUILDING | PART F | ITEM 1101 – WIRES, CABLES AND WIRING DEVICES | 1101 (2)f10 | Electric Wire ( 150 mm² ACSR ) | Meter
DIVISION II - BUILDING | PART F | ITEM 1101 – WIRES, CABLES AND WIRING DEVICES | 1101 (2)f11 | Electric Wire ( 200 mm² ACSR ) | Meter
DIVISION II - BUILDING | PART F | ITEM 1101 – WIRES, CABLES AND WIRING DEVICES | 1101 (2)f12 | Electric Wire ( 250 mm² ACSR ) | Meter
DIVISION II - BUILDING | PART F | ITEM 1101 – WIRES, CABLES AND WIRING DEVICES | 1101 (3) | Single Pole Wall Switch on one switch plate ( ) | Set
DIVISION II - BUILDING | PART F | ITEM 1101 – WIRES, CABLES AND WIRING DEVICES | 1101 (4) | Duplex (2 Single Pole Wall Switches on one switch plate) ( ) | Set
DIVISION II - BUILDING | PART F | ITEM 1101 – WIRES, CABLES AND WIRING DEVICES | 1101 (5) | Triplex (3 Single Pole Wall Switches on one switch plate) ( ) | Set
DIVISION II - BUILDING | PART F | ITEM 1101 – WIRES, CABLES AND WIRING DEVICES | 1101 (6) | Three-way Switch ( ) | Set
DIVISION II - BUILDING | PART F | ITEM 1101 – WIRES, CABLES AND WIRING DEVICES | 1101 (7) | Four-way Switch ( ) | Set
DIVISION II - BUILDING | PART F | ITEM 1101 – WIRES, CABLES AND WIRING DEVICES | 1101 (8) | Double Pole Switch ( ) | Set
DIVISION II - BUILDING | PART F | ITEM 1101 – WIRES, CABLES AND WIRING DEVICES | 1101 (9) | Three Pole Switch ( ) | Set
DIVISION II - BUILDING | PART F | ITEM 1101 – WIRES, CABLES AND WIRING DEVICES | 1101 (10) | Dimmer Switch ( ) | Set
DIVISION II - BUILDING | PART F | ITEM 1101 – WIRES, CABLES AND WIRING DEVICES | 1101 (11) | Master Selector Switch ( ) | Set
DIVISION II - BUILDING | PART F | ITEM 1101 – WIRES, CABLES AND WIRING DEVICES | 1101 (12) | Automatic Door Switch ( ) | Set
DIVISION II - BUILDING | PART F | ITEM 1101 – WIRES, CABLES AND WIRING DEVICES | 1101 (13) | Switch Bank ( ) | Set
DIVISION II - BUILDING | PART F | ITEM 1101 – WIRES, CABLES AND WIRING DEVICES | 1101 (14)a | Passive Infra-Red (Presence) Detector/Switch ( Surface Mounted) | Set
DIVISION II - BUILDING | PART F | ITEM 1101 – WIRES, CABLES AND WIRING DEVICES | 1101 (14)b | Passive Infra-Red (Presence) Detector/Switch ( Recessed) | Set
DIVISION II - BUILDING | PART F | ITEM 1101 – WIRES, CABLES AND WIRING DEVICES | 1101 (15) | Single Convenience Outlet/Receptacle, Grounding Type (GT) ( ) | Set
DIVISION II - BUILDING | PART F | ITEM 1101 – WIRES, CABLES AND WIRING DEVICES | 1101 (16) | Duplex Convenience Outlets/Receptacles (GT) ( ) | Set
DIVISION II - BUILDING | PART F | ITEM 1101 – WIRES, CABLES AND WIRING DEVICES | 1101 (17) | Heavy Duty Convenience Outlet/Receptacles (GT) ( ) | Set
DIVISION II - BUILDING | PART F | ITEM 1101 – WIRES, CABLES AND WIRING DEVICES | 1101 (18) | Weatherproof Single Convenience Outlet/Receptacle (GT) ( ) | Set
DIVISION II - BUILDING | PART F | ITEM 1101 – WIRES, CABLES AND WIRING DEVICES | 1101 (19) | Weatherproof Duplex Convenience Outlet/Receptacle (GT) ( ) | Set
DIVISION II - BUILDING | PART F | ITEM 1101 – WIRES, CABLES AND WIRING DEVICES | 1101 (20) | Special Purpose Outlet/Receptacle, (GT) for ACU, WH, etc. ( ) | Set
DIVISION II - BUILDING | PART F | ITEM 1101 – WIRES, CABLES AND WIRING DEVICES | 1101 (21) | Pop-up type/Floor Single Convenience Outlet/Receptacle (GT) ( ) | Set
DIVISION II - BUILDING | PART F | ITEM 1101 – WIRES, CABLES AND WIRING DEVICES | 1101 (22) | Pop-up type/Floor Duplex Convenience Outlet/Receptacle (GT) ( ) | Set
DIVISION II - BUILDING | PART F | ITEM 1101 – WIRES, CABLES AND WIRING DEVICES | 1101 (23) | Pop-up type/Floor Triplex Convenience Outlet/Receptacle (GT) ( ) | Set
DIVISION II - BUILDING | PART F | ITEM 1101 – WIRES, CABLES AND WIRING DEVICES | 1101 (24) | Explosion Proof type Single Convenience Outlet/Receptacle (GT) ( ) | Set
DIVISION II - BUILDING | PART F | ITEM 1101 – WIRES, CABLES AND WIRING DEVICES | 1101 (25) | Explosion Proof type Duplex Convenience Outlet/Receptacle (GT) ( ) | Set
DIVISION II - BUILDING | PART F | ITEM 1101 – WIRES, CABLES AND WIRING DEVICES | 1101 (26) | Single Convenience Outlet with Ground Fault Circuit Interrupter (GFCI) ( ) | Set
DIVISION II - BUILDING | PART F | ITEM 1101 – WIRES, CABLES AND WIRING DEVICES | 1101 (27) | Duplex Convenience Outlet with GFCI ( ) | Set
DIVISION II - BUILDING | PART F | ITEM 1101 – WIRES, CABLES AND WIRING DEVICES | 1101 (28) | PVC Tape ( 19 mm dia. x 18 mm ) | Roll
DIVISION II - BUILDING | PART F | ITEM 1101 – WIRES, CABLES AND WIRING DEVICES | 1101 (29) | Rubber Tape/Friction Tape ( 19 mm dia. x 227 g ) | Roll
DIVISION II - BUILDING | PART F | ITEM 1101 – WIRES, CABLES AND WIRING DEVICES | 1101 (30)a | Mica Tubing ( 6.35 mm ) | Meter
DIVISION II - BUILDING | PART F | ITEM 1101 – WIRES, CABLES AND WIRING DEVICES | 1101 (30)b | Mica Tubing ( 12.7 mm ) | Meter
DIVISION II - BUILDING | PART F | ITEM 1101 – WIRES, CABLES AND WIRING DEVICES | 1101 (30)c | Mica Tubing ( 19.0 mm ) | Meter
DIVISION II - BUILDING | PART F | ITEM 1101 – WIRES, CABLES AND WIRING DEVICES | 1101 (30)d | Mica Tubing ( 25.40 mm ) | Meter
DIVISION II - BUILDING | PART F | ITEM 1101 – WIRES, CABLES AND WIRING DEVICES | 1101 (31) | Messenger Wire ( ) | Meter
DIVISION II - BUILDING | PART F | ITEM 1101 – WIRES, CABLES AND WIRING DEVICES | 1101 (32) | Guy Wire ( ) | Meter
DIVISION II - BUILDING | PART F | ITEM 1101 – WIRES, CABLES AND WIRING DEVICES | 1101 (33) | Wires and Wiring Devices ( ) | Lump Sum
DIVISION II - BUILDING | PART F | ITEM 1101 – WIRES, CABLES AND WIRING DEVICES | 1101 (34) | Repair/Replacement of Wires and Wiring Devices ( ) | Lump Sum
DIVISION II - BUILDING | PART F | ITEM 1102 - POWER LOAD CENTER, SWITCHGEAR AND PANELBOARDS, AND OTHER OVERCURRENT PROTECTION DEVICES | 1102 (1) | Panelboard with Main & Branch Breakers ( ) | Lump Sum
DIVISION II - BUILDING | PART F | ITEM 1102 - POWER LOAD CENTER, SWITCHGEAR AND PANELBOARDS, AND OTHER OVERCURRENT PROTECTION DEVICES | 1102 (2) | Motor Control Center with Main, Branch Breakers and Motor Starters/Controllers, NEMA 1, Flushed Type ( ) | Set
DIVISION II - BUILDING | PART F | ITEM 1102 - POWER LOAD CENTER, SWITCHGEAR AND PANELBOARDS, AND OTHER OVERCURRENT PROTECTION DEVICES | 1102 (3) | Copper Bus Bar NEMA I Enclosure, Surface Mounted ( ) | Set
DIVISION II - BUILDING | PART F | ITEM 1102 - POWER LOAD CENTER, SWITCHGEAR AND PANELBOARDS, AND OTHER OVERCURRENT PROTECTION DEVICES | 1102 (4) | Manual Transfer Switch with Renewable Fuse, Flushed Type ( ) | Set
DIVISION II - BUILDING | PART F | ITEM 1102 - POWER LOAD CENTER, SWITCHGEAR AND PANELBOARDS, AND OTHER OVERCURRENT PROTECTION DEVICES | 1102 (5) | Manual Transfer Switch, Breaker Type, Free Standing ( ) | Set
DIVISION II - BUILDING | PART F | ITEM 1102 - POWER LOAD CENTER, SWITCHGEAR AND PANELBOARDS, AND OTHER OVERCURRENT PROTECTION DEVICES | 1102 (6) | Automatic Transfer Switch, Breaker Type, Flushed Type ( ) | Set
DIVISION II - BUILDING | PART F | ITEM 1102 - POWER LOAD CENTER, SWITCHGEAR AND PANELBOARDS, AND OTHER OVERCURRENT PROTECTION DEVICES | 1102 (7) | Automatic Transfer Switch, Breaker Type, Free Standing ( ) | Set
DIVISION II - BUILDING | PART F | ITEM 1102 - POWER LOAD CENTER, SWITCHGEAR AND PANELBOARDS, AND OTHER OVERCURRENT PROTECTION DEVICES | 1102 (8) | Pad Mounted Distrbution Transformer (OISC) with Complete Accessories ( ) | Lump Sum
DIVISION II - BUILDING | PART F | ITEM 1102 - POWER LOAD CENTER, SWITCHGEAR AND PANELBOARDS, AND OTHER OVERCURRENT PROTECTION DEVICES | 1102 (9) | Pad Mounted Distrbution Transformer (OISC) with Complete Accessories ( ) | Lump Sum
DIVISION II - BUILDING | PART F | ITEM 1102 - POWER LOAD CENTER, SWITCHGEAR AND PANELBOARDS, AND OTHER OVERCURRENT PROTECTION DEVICES | 1102 (10) | Pole Mounted Distribution Transformer (OISC) with Complete Accessories, Pole Type ( ) | Lump Sum
DIVISION II - BUILDING | PART F | ITEM 1102 - POWER LOAD CENTER, SWITCHGEAR AND PANELBOARDS, AND OTHER OVERCURRENT PROTECTION DEVICES | 1102 (11) | Pole Mounted Power Transformer (OISC) with Complete Accessories, Single or Three Phase, Pole Type or Flatform ( ) | Lump Sum
DIVISION II - BUILDING | PART F | ITEM 1102 - POWER LOAD CENTER, SWITCHGEAR AND PANELBOARDS, AND OTHER OVERCURRENT PROTECTION DEVICES | 1102 (12) | Dry Type Transformer, Single or Three Phase, Free Standing or Flatform ( ) | Lump Sum
DIVISION II - BUILDING | PART F | ITEM 1102 - POWER LOAD CENTER, SWITCHGEAR AND PANELBOARDS, AND OTHER OVERCURRENT PROTECTION DEVICES | 1102 (13) | Current Transformer ( ) | Lump Sum
DIVISION II - BUILDING | PART F | ITEM 1102 - POWER LOAD CENTER, SWITCHGEAR AND PANELBOARDS, AND OTHER OVERCURRENT PROTECTION DEVICES | 1102 (14) | Potential Transformer ( ) | Lump Sum
DIVISION II - BUILDING | PART F | ITEM 1102 - POWER LOAD CENTER, SWITCHGEAR AND PANELBOARDS, AND OTHER OVERCURRENT PROTECTION DEVICES | 1102 (15) | Isolation Transformer ( ) | Lump Sum
DIVISION II - BUILDING | PART F | ITEM 1102 - POWER LOAD CENTER, SWITCHGEAR AND PANELBOARDS, AND OTHER OVERCURRENT PROTECTION DEVICES | 1102 (16)a1 | Generator ( single or three phase Stand-by) | Lump Sum
DIVISION II - BUILDING | PART F | ITEM 1102 - POWER LOAD CENTER, SWITCHGEAR AND PANELBOARDS, AND OTHER OVERCURRENT PROTECTION DEVICES | 1102 (16)a2 | Generator ( single or three phase Continuous) | Lump Sum
DIVISION II - BUILDING | PART F | ITEM 1102 - POWER LOAD CENTER, SWITCHGEAR AND PANELBOARDS, AND OTHER OVERCURRENT PROTECTION DEVICES | 1102 (17) | Synchronizing Panel for Generators ( ) | Lump Sum
DIVISION II - BUILDING | PART F | ITEM 1102 - POWER LOAD CENTER, SWITCHGEAR AND PANELBOARDS, AND OTHER OVERCURRENT PROTECTION DEVICES | 1102 (18) | Solar Panel with Inverter, Battery and Other Devices ( ) | Lump Sum
DIVISION II - BUILDING | PART F | ITEM 1102 - POWER LOAD CENTER, SWITCHGEAR AND PANELBOARDS, AND OTHER OVERCURRENT PROTECTION DEVICES | 1102 (19) | Apitong or Approved Equal Creosoted Wood Pole ( ) | Piece
DIVISION II - BUILDING | PART F | ITEM 1102 - POWER LOAD CENTER, SWITCHGEAR AND PANELBOARDS, AND OTHER OVERCURRENT PROTECTION DEVICES | 1102 (20) | Anchor Rod ( ) | Piece
DIVISION II - BUILDING | PART F | ITEM 1102 - POWER LOAD CENTER, SWITCHGEAR AND PANELBOARDS, AND OTHER OVERCURRENT PROTECTION DEVICES | 1102 (21) | Anchor Log ( ) | Piece
DIVISION II - BUILDING | PART F | ITEM 1102 - POWER LOAD CENTER, SWITCHGEAR AND PANELBOARDS, AND OTHER OVERCURRENT PROTECTION DEVICES | 1102 (22) | Powerload Studs with Nuts ( ) | Piece
DIVISION II - BUILDING | PART F | ITEM 1102 - POWER LOAD CENTER, SWITCHGEAR AND PANELBOARDS, AND OTHER OVERCURRENT PROTECTION DEVICES | 1102 (23) | Repair/Replacement of Power Load Center, Switchgear and Panelboards, and other Overcurrent Protection Devices ( ) | Piece
DIVISION II - BUILDING | PART F | ITEM 1102 - POWER LOAD CENTER, SWITCHGEAR AND PANELBOARDS, AND OTHER OVERCURRENT PROTECTION DEVICES | 1102 (24) | Battery Charger (Automatic Charger) with Battery and Console Panel ( ) | Lump Sum
DIVISION II - BUILDING | PART F | ITEM 1103 – LIGHTING FIXTURES | 1103 (1) | Lighting Fixtures ( ) | Lump Sum
DIVISION II - BUILDING | PART F | ITEM 1104 – AUXILIARY SYSTEM | 1104 (1) | Auxiliary System ( ) | Lump Sum
DIVISION II - BUILDING | PART F | Item 1105 – NETWORK CABLING SYSTEM | 1105 (1)a | Data Cabinet ( Wall type ) | Set
DIVISION II - BUILDING | PART F | Item 1105 – NETWORK CABLING SYSTEM | 1105 (1)b | Data Cabinet ( Free standing ) | Set
DIVISION II - BUILDING | PART F | Item 1105 – NETWORK CABLING SYSTEM | 1105 (2)a | Distribution Frame Panel ( Sub ) | Set
DIVISION II - BUILDING | PART F | Item 1105 – NETWORK CABLING SYSTEM | 1105 (2)b | Distribution Frame Panel ( Main ) | Set
DIVISION II - BUILDING | PART F | Item 1105 – NETWORK CABLING SYSTEM | 1105 (3) | Terminal Block ( ) | Set
DIVISION II - BUILDING | PART F | Item 1105 – NETWORK CABLING SYSTEM | 1105 (4) | UTP Patch Panel ( ) | Set
DIVISION II - BUILDING | PART F | Item 1105 – NETWORK CABLING SYSTEM | 1105 (5) | Fiber Connect Panel ( ) | Set
DIVISION II - BUILDING | PART F | Item 1105 – NETWORK CABLING SYSTEM | 1105 (6) | UTP CAT5 Cable ( ) | Roll
DIVISION II - BUILDING | PART F | Item 1105 – NETWORK CABLING SYSTEM | 1105 (7) | UTP CAT6 Cable ( ) | Roll
DIVISION II - BUILDING | PART F | Item 1105 – NETWORK CABLING SYSTEM | 1105 (8) | Fiber Optic Cable ( ) | Roll
DIVISION II - BUILDING | PART F | Item 1105 – NETWORK CABLING SYSTEM | 1105 (9) | Fiber Connector ( ) | Set
DIVISION II - BUILDING | PART F | Item 1105 – NETWORK CABLING SYSTEM | 1105 (10) | Patch Cord CAT5 ( ) | Set
DIVISION II - BUILDING | PART F | Item 1105 – NETWORK CABLING SYSTEM | 1105 (11) | Patch Cord CAT6 ( ) | Set
DIVISION II - BUILDING | PART F | Item 1105 – NETWORK CABLING SYSTEM | 1105 (12) | Fiber Patch Cord ( ) | Set
DIVISION II - BUILDING | PART F | Item 1105 – NETWORK CABLING SYSTEM | 1105 (13) | Modular Jack ( ) | Set
DIVISION II - BUILDING | PART F | Item 1105 – NETWORK CABLING SYSTEM | 1105 (14) | Wall Plate Single (Voice/Data Outlet) ( ) | Set
DIVISION II - BUILDING | PART F | Item 1105 – NETWORK CABLING SYSTEM | 1105 (15) | Wall Plate 2 port (Voice/Data Outlet) ( ) | Set
DIVISION II - BUILDING | PART F | Item 1105 – NETWORK CABLING SYSTEM | 1105 (16) | Wall Plate 3 port (Voice/Data Outlet) ( ) | Set
DIVISION II - BUILDING | PART F | Item 1105 – NETWORK CABLING SYSTEM | 1105 (17) | Floor Mounted 2 port (Voice/Data Outlet) ( ) | Set
DIVISION II - BUILDING | PART F | Item 1105 – NETWORK CABLING SYSTEM | 1105 (18) | Floor Mounted 3 port (Voice/Data Outlet) ( ) | Set
DIVISION II - BUILDING | PART F | Item 1105 – NETWORK CABLING SYSTEM | 1105 (19) | Network Equipment (Servers, Fire Wall, Repeaters, etc.) ( ) | Unit
DIVISION II - BUILDING | PART F | Item 1105 – NETWORK CABLING SYSTEM | 1105 (20) | Network Cabling ( ) | Lump Sum
DIVISION II - BUILDING | PART F | Item 1105 – NETWORK CABLING SYSTEM | 1105 (21) | UTP CAT5e Cable ( ) | Roll
DIVISION II - BUILDING | PART F | ITEM 1106 – CLOSED-CIRCUIT TELEVISION SYSTEM | 1106 (1) | CCTV System ( ) | Lump Sum
DIVISION II - BUILDING | PART F | ITEM 1106 – CLOSED-CIRCUIT TELEVISION SYSTEM | 1106 (2) | IP - Fixed Dome Camera ( ) | Set
DIVISION II - BUILDING | PART F | ITEM 1106 – CLOSED-CIRCUIT TELEVISION SYSTEM | 1106 (3) | IP - Pinhole Type Camera ( ) | Set
DIVISION II - BUILDING | PART F | ITEM 1106 – CLOSED-CIRCUIT TELEVISION SYSTEM | 1106 (4) | Movable Camera ( ) | Set
DIVISION II - BUILDING | PART F | ITEM 1106 – CLOSED-CIRCUIT TELEVISION SYSTEM | 1106 (5) | Weather Proof Camera ( ) | Set
DIVISION II - BUILDING | PART F | ITEM 1106 – CLOSED-CIRCUIT TELEVISION SYSTEM | 1106 (6) | Data Digital Video Recorder ( ) | Set
DIVISION II - BUILDING | PART F | ITEM 1106 – CLOSED-CIRCUIT TELEVISION SYSTEM | 1106 (7) | Network Video Recorder ( ) | Set
DIVISION II - BUILDING | PART F | ITEM 1106 – CLOSED-CIRCUIT TELEVISION SYSTEM | 1106 (8) | Centralized Power Supply with UPS ( ) | Set
DIVISION II - BUILDING | PART F | ITEM 1106 – CLOSED-CIRCUIT TELEVISION SYSTEM | 1106 (9) | LCD, LED Monitor ( ) | Set
DIVISION II - BUILDING | PART F | ITEM 1106 – CLOSED-CIRCUIT TELEVISION SYSTEM | 1106 (10) | CCTV Console ( ) | Set
DIVISION II - BUILDING | PART F | ITEM 1106 – CLOSED-CIRCUIT TELEVISION SYSTEM | 1106 (11) | RG59 Coaxial Cable ( ) | Meter
DIVISION II - BUILDING | PART F | ITEM 1106 – CLOSED-CIRCUIT TELEVISION SYSTEM | 1106 (12) | Digital Disc Recorder ( ) | Set
DIVISION II - BUILDING | PART F | ITEM 1107 – PUBLIC ADDRESS SYSTEM | 1107 (1) | Public Address System ( ) | Lump Sum
DIVISION II - BUILDING | PART F | ITEM 1107 – PUBLIC ADDRESS SYSTEM | 1107 (2) | System Management Amplifier ( ) | Set
DIVISION II - BUILDING | PART F | ITEM 1107 – PUBLIC ADDRESS SYSTEM | 1107 (3) | Power Amplifier ( ) | Set
DIVISION II - BUILDING | PART F | ITEM 1107 – PUBLIC ADDRESS SYSTEM | 1107 (4) | Voice Announcement Board ( ) | Set
DIVISION II - BUILDING | PART F | ITEM 1107 – PUBLIC ADDRESS SYSTEM | 1107 (5) | Remote Microphone ( ) | Set
DIVISION II - BUILDING | PART F | ITEM 1107 – PUBLIC ADDRESS SYSTEM | 1107 (6) | Ceiling Speaker ( ) | Set
DIVISION II - BUILDING | PART F | ITEM 1107 – PUBLIC ADDRESS SYSTEM | 1107 (7) | Wall Mount Speaker ( ) | Set
DIVISION II - BUILDING | PART F | ITEM 1107 – PUBLIC ADDRESS SYSTEM | 1107 (8) | CD/DVD Player ( ) | Unit
DIVISION II - BUILDING | PART F | ITEM 1107 – PUBLIC ADDRESS SYSTEM | 1107 (9) | AM/FM Tuner ( ) | Unit
DIVISION II - BUILDING | PART F | ITEM 1107 – PUBLIC ADDRESS SYSTEM | 1107 (10) | Fabricated Rack ( ) | Set
DIVISION II - BUILDING | PART F | ITEM 1107 – PUBLIC ADDRESS SYSTEM | 1107 (11) | Booster Transformer ( ) | Set
DIVISION II - BUILDING | PART F | ITEM 1107 – PUBLIC ADDRESS SYSTEM | 1107 (12) | Horn ( ) | Set
DIVISION II - BUILDING | PART F | ITEM 1107 – PUBLIC ADDRESS SYSTEM | 1107 (13) | Wires/Cables ( ) | Lump Sum
DIVISION II - BUILDING | PART F | ITEM 1108 - DOOR ACCESS AND CARD READER SYSTEM | 1108 (1) | Door Access and Card Reader System ( ) | Lump Sum
DIVISION II - BUILDING | PART F | ITEM 1108 - DOOR ACCESS AND CARD READER SYSTEM | 1108 (2) | Security Cabinet ( ) | Unit
DIVISION II - BUILDING | PART F | ITEM 1108 - DOOR ACCESS AND CARD READER SYSTEM | 1108 (3) | Magnetic Card ( ) | Piece
DIVISION II - BUILDING | PART F | ITEM 1108 - DOOR ACCESS AND CARD READER SYSTEM | 1108 (4) | Magnetic Door Contact ( ) | Set
DIVISION II - BUILDING | PART F | ITEM 1109 - GROUNDING SYSTEM | 1109 (1) | Grounding System ( ) | Lump Sum
DIVISION II - BUILDING | PART F | ITEM 1109 - GROUNDING SYSTEM | 1109 (2) | Exothermic Weld Connector ( ) | Piece
DIVISION II - BUILDING | PART F | ITEM 1109 - GROUNDING SYSTEM | 1109 (3) | Air Terminal ( ) | Set
DIVISION II - BUILDING | PART F | ITEM 1109 - GROUNDING SYSTEM | 1109 (4)a | Bare Copper Wire ( 2.0 mm2 ) | Meter
DIVISION II - BUILDING | PART F | ITEM 1109 - GROUNDING SYSTEM | 1109 (4)b | Bare Copper Wire ( 3.5 mm2 ) | Meter
DIVISION II - BUILDING | PART F | ITEM 1109 - GROUNDING SYSTEM | 1109 (4)c | Bare Copper Wire ( 5.5 mm2 ) | Meter
DIVISION II - BUILDING | PART F | ITEM 1109 - GROUNDING SYSTEM | 1109 (4)d | Bare Copper Wire ( 8.0 mm2 ) | Meter
DIVISION II - BUILDING | PART F | ITEM 1109 - GROUNDING SYSTEM | 1109 (4)e | Bare Copper Wire ( 14 mm2 ) | Meter
DIVISION II - BUILDING | PART F | ITEM 1109 - GROUNDING SYSTEM | 1109 (4)g | Bare Copper Wire ( 22 mm2 ) | Meter
DIVISION II - BUILDING | PART F | ITEM 1109 - GROUNDING SYSTEM | 1109 (4)h | Bare Copper Wire ( 30 mm2 ) | Meter
DIVISION II - BUILDING | PART F | ITEM 1109 - GROUNDING SYSTEM | 1109 (4)i | Bare Copper Wire ( 38 mm2 ) | Meter
DIVISION II - BUILDING | PART F | ITEM 1109 - GROUNDING SYSTEM | 1109 (4)j | Bare Copper Wire ( 50 mm2 ) | Meter
DIVISION II - BUILDING | PART F | ITEM 1109 - GROUNDING SYSTEM | 1109 (4)k | Bare Copper Wire ( 60 mm2 ) | Meter
DIVISION II - BUILDING | PART F | ITEM 1109 - GROUNDING SYSTEM | 1109 (4)l | Bare Copper Wire ( 80 mm2 ) | Meter
DIVISION II - BUILDING | PART F | ITEM 1109 - GROUNDING SYSTEM | 1109 (4)m | Bare Copper Wire ( 100 mm2 ) | Meter
DIVISION II - BUILDING | PART F | ITEM 1109 - GROUNDING SYSTEM | 1109 (5)a | Grounding Clamps for Electric Wires ( 8.0 mm2 ) | Piece
DIVISION II - BUILDING | PART F | ITEM 1109 - GROUNDING SYSTEM | 1109 (5)b | Grounding Clamps for Electric Wires ( 14 mm2 ) | Piece
DIVISION II - BUILDING | PART F | ITEM 1109 - GROUNDING SYSTEM | 1109 (5)c | Grounding Clamps for Electric Wires ( 16 mm2 ) | Piece
DIVISION II - BUILDING | PART F | ITEM 1109 - GROUNDING SYSTEM | 1109 (5)d | Grounding Clamps for Electric Wires ( 20 mm2 ) | Piece
DIVISION II - BUILDING | PART F | ITEM 1109 - GROUNDING SYSTEM | 1109 (5)e | Grounding Clamps for Electric Wires ( 22 mm2 ) | Piece
DIVISION II - BUILDING | PART F | ITEM 1109 - GROUNDING SYSTEM | 1109 (5)f | Grounding Clamps for Electric Wires ( 25 mm2 ) | Piece
DIVISION II - BUILDING | PART F | ITEM 1109 - GROUNDING SYSTEM | 1109 (5)g | Grounding Clamps for Electric Wires ( 30 mm2 ) | Piece
DIVISION II - BUILDING | PART F | ITEM 1109 - GROUNDING SYSTEM | 1109 (5)h | Grounding Clamps for Electric Wires ( 38 mm2 ) | Piece
DIVISION II - BUILDING | PART F | ITEM 1109 - GROUNDING SYSTEM | 1109 (5)i | Grounding Clamps for Electric Wires ( 50 mm2 ) | Piece
DIVISION II - BUILDING | PART F | ITEM 1109 - GROUNDING SYSTEM | 1109 (5)j | Grounding Clamps for Electric Wires ( 60 mm2 ) | Piece
DIVISION II - BUILDING | PART F | ITEM 1109 - GROUNDING SYSTEM | 1109 (5)k | Grounding Clamps for Electric Wires ( 80 mm2 ) | Piece
DIVISION II - BUILDING | PART F | ITEM 1109 - GROUNDING SYSTEM | 1109 (5)l | Grounding Clamps for Electric Wires ( 100 mm2 ) | Piece
DIVISION II - BUILDING | PART F | ITEM 1109 - GROUNDING SYSTEM | 1109 (5)m | Grounding Clamps for Electric Wires ( 125 mm2 ) | Piece
DIVISION II - BUILDING | PART F | ITEM 1109 - GROUNDING SYSTEM | 1109 (5)n | Grounding Clamps for Electric Wires ( 200 mm2 ) | Piece
DIVISION II - BUILDING | PART F | ITEM 1109 - GROUNDING SYSTEM | 1109 (5)o | Grounding Clamps for Electric Wires ( 250 mm2 ) | Piece
DIVISION II - BUILDING | PART F | ITEM 1109 - GROUNDING SYSTEM | 1109 (5)p | Grounding Clamps for Electric Wires ( 400 mm2 ) | Piece
DIVISION II - BUILDING | PART F | ITEM 1109 - GROUNDING SYSTEM | 1109 (6)a | Grounding Rod Copper Clad ( 14.2 mm dia. x 3 m ) | Length
DIVISION II - BUILDING | PART F | ITEM 1109 - GROUNDING SYSTEM | 1109 (6)b | Grounding Rod Copper Clad ( 16 mm dia. x 3 m ) | Length
DIVISION II - BUILDING | PART F | ITEM 1109 - GROUNDING SYSTEM | 1109 (6)c | Grounding Rod Copper Clad ( 17.2 mm dia. x 3 m ) | Length
DIVISION II - BUILDING | PART F | ITEM 1109 - GROUNDING SYSTEM | 1109 (6)d | Grounding Rod Copper Clad ( 18 mm dia. x 3 m ) | Length
DIVISION II - BUILDING | PART F | ITEM 1109 - GROUNDING SYSTEM | 1109 (6)e | Grounding Rod Copper Clad ( 20 mm dia. x 3 m ) | Length
DIVISION II - BUILDING | PART F | ITEM 1109 - GROUNDING SYSTEM | 1109 (6)f | Grounding Rod Copper Clad ( 22 mm dia. x 3 m ) | Length
DIVISION II - BUILDING | PART F | ITEM 1109 - GROUNDING SYSTEM | 1109 (6)g | Grounding Rod Copper Clad ( 25 mm dia. x 3 m ) | Length
DIVISION II - BUILDING | PART F | ITEM 1110 - NURSE CALL SYSTEM | 1110 (1) | Nurse Call System ( ) | Lump Sum
DIVISION II - BUILDING | PART F | ITEM 1110 - NURSE CALL SYSTEM | 1110 (2) | Area Control Unit (ACU) ( ) | Set
DIVISION II - BUILDING | PART F | ITEM 1110 - NURSE CALL SYSTEM | 1110 (3) | Nurse Call Console ( ) | Set
DIVISION II - BUILDING | PART F | ITEM 1110 - NURSE CALL SYSTEM | 1110 (4) | Patient Bed Station ( ) | Set
DIVISION II - BUILDING | PART F | ITEM 1110 - NURSE CALL SYSTEM | 1110 (5) | Corridor Lights and Zone Lights ( ) | Set
DIVISION II - BUILDING | PART F | ITEM 1111 - MISCELLANEOUS ELECTRICAL/CIVIL WORKS | 1111 (1) | Reinforced Concrete Pedestal/Pole ( ) | Lump Sum
DIVISION II - BUILDING | PART F | ITEM 1111 - MISCELLANEOUS ELECTRICAL/CIVIL WORKS | 1111 (2) | Reinforced Concrete Encasement ( ) | Lump Sum
DIVISION II - BUILDING | PART F | ITEM 1111 - MISCELLANEOUS ELECTRICAL/CIVIL WORKS | 1111 (3) | Concrete Encasement ( ) | Lump Sum
DIVISION II - BUILDING | PART F | ITEM 1111 - MISCELLANEOUS ELECTRICAL/CIVIL WORKS | 1111 (4) | Handhole ( ) | Lump Sum
DIVISION II - BUILDING | PART F | ITEM 1111 - MISCELLANEOUS ELECTRICAL/CIVIL WORKS | 1111 (5) | Manhole ( ) | Lump Sum
DIVISION II - BUILDING | PART F | ITEM 1111 - MISCELLANEOUS ELECTRICAL/CIVIL WORKS | 1111 (6) | Cable Tray ( ) | Lump Sum
DIVISION II - BUILDING | PART F | ITEM 1111 - MISCELLANEOUS ELECTRICAL/CIVIL WORKS | 1111 (7) | Trench Excavation ( ) | Lump Sum
DIVISION II - BUILDING | PART F | ITEM 1111 - MISCELLANEOUS ELECTRICAL/CIVIL WORKS | 1111 (8) | 2 Spool Insulator Secondary Rack ( ) | Set
DIVISION II - BUILDING | PART F | ITEM 1111 - MISCELLANEOUS ELECTRICAL/CIVIL WORKS | 1111 (9) | 3 Spool Insulator Secondary Rack ( ) | Set
DIVISION II - BUILDING | PART F | ITEM 1111 - MISCELLANEOUS ELECTRICAL/CIVIL WORKS | 1111 (10) | 4 Spool Insulator Secondary Rack ( ) | Set
DIVISION II - BUILDING | PART F | ITEM 1111 - MISCELLANEOUS ELECTRICAL/CIVIL WORKS | 1111 (11) | Mounting Bolts/ Eye bolts ( ) | Each
DIVISION II - BUILDING | PART G | ITEM 1200 – AIR CONDITIONING AND VENTILATING SYSTEM | 1200 (1) | Ventilating Equipment ( ) | Lump Sum
DIVISION II - BUILDING | PART G | ITEM 1200 – AIR CONDITIONING AND VENTILATING SYSTEM | 1200 (2)a | Oscillating Fan ( Stand Fan) | Set
DIVISION II - BUILDING | PART G | ITEM 1200 – AIR CONDITIONING AND VENTILATING SYSTEM | 1200 (2)b | Oscillating Fan ( Wall Fan) | Set
DIVISION II - BUILDING | PART G | ITEM 1200 – AIR CONDITIONING AND VENTILATING SYSTEM | 1200 (2)c | Oscillating Fan ( Ceiling Fan) | Set
DIVISION II - BUILDING | PART G | ITEM 1200 – AIR CONDITIONING AND VENTILATING SYSTEM | 1200 (3) | Stand Fan, Industrial Type ( ) | Set
DIVISION II - BUILDING | PART G | ITEM 1200 – AIR CONDITIONING AND VENTILATING SYSTEM | 1200 (4)a | Propeller Fan ( Wall Mounted Fan) | Set
DIVISION II - BUILDING | PART G | ITEM 1200 – AIR CONDITIONING AND VENTILATING SYSTEM | 1200 (4)b | Propeller Fan ( Ceiling Fan) | Set
DIVISION II - BUILDING | PART G | ITEM 1200 – AIR CONDITIONING AND VENTILATING SYSTEM | 1200 (4)c | Propeller Fan ( Tube Axial Fan Roof Mounted) | Set
DIVISION II - BUILDING | PART G | ITEM 1200 – AIR CONDITIONING AND VENTILATING SYSTEM | 1200 (5)a | Exhaust Fan ( Ceiling Cassette) | Set
DIVISION II - BUILDING | PART G | ITEM 1200 – AIR CONDITIONING AND VENTILATING SYSTEM | 1200 (5)b | Exhaust Fan ( Wall Mounted) | Set
DIVISION II - BUILDING | PART G | ITEM 1200 – AIR CONDITIONING AND VENTILATING SYSTEM | 1200 (5)c | Exhaust Fan ( Wall Mounted, Industrial Type) | Set
DIVISION II - BUILDING | PART G | ITEM 1200 – AIR CONDITIONING AND VENTILATING SYSTEM | 1200 (5)d | Exhaust Fan ( Tubular in Line) | Set
DIVISION II - BUILDING | PART G | ITEM 1200 – AIR CONDITIONING AND VENTILATING SYSTEM | 1200 (6) | Supply Fan, Ceiling Cassette ( ) | Set
DIVISION II - BUILDING | PART G | ITEM 1200 – AIR CONDITIONING AND VENTILATING SYSTEM | 1200 (7) | Centrifugal Cabinet in line Fan Ducted Type (CCI) ( ) | Set
DIVISION II - BUILDING | PART G | ITEM 1200 – AIR CONDITIONING AND VENTILATING SYSTEM | 1200 (8) | Centrifugal Fan Backward Incline ( ) | Set
DIVISION II - BUILDING | PART G | ITEM 1200 – AIR CONDITIONING AND VENTILATING SYSTEM | 1200 (9) | Kitchen Hood ( ) | Set
DIVISION II - BUILDING | PART G | ITEM 1200 – AIR CONDITIONING AND VENTILATING SYSTEM | 1200 (10) | Induced Jet Fan ( ) | Set
DIVISION II - BUILDING | PART G | ITEM 1200 – AIR CONDITIONING AND VENTILATING SYSTEM | 1200 (11) | Refrigerant ( ) | Kilogram
DIVISION II - BUILDING | PART G | ITEM 1200 – AIR CONDITIONING AND VENTILATING SYSTEM | 1200 (12) | Sand Trap Louver ( ) | Square Meter
DIVISION II - BUILDING | PART G | ITEM 1200 – AIR CONDITIONING AND VENTILATING SYSTEM | 1200 (13)a | Air Conditioning System ( Package/Split Type ) | Lump Sum
DIVISION II - BUILDING | PART G | ITEM 1200 – AIR CONDITIONING AND VENTILATING SYSTEM | 1200 (13)b | Air Conditioning System ( VRF/VRV ) | Lump Sum
DIVISION II - BUILDING | PART G | ITEM 1200 – AIR CONDITIONING AND VENTILATING SYSTEM | 1200 (13)c | Air Conditioning System ( Centralized Air- Condition Ducting ) | Lump Sum
DIVISION II - BUILDING | PART G | ITEM 1200 – AIR CONDITIONING AND VENTILATING SYSTEM | 1200 (14) | Ventilating System ( ) | Lump Sum
DIVISION II - BUILDING | PART G | ITEM 1201 - WATER PUMPING SYSTEM | 1201 (1) | Water Pumping System ( ) | Lump Sum
DIVISION II - BUILDING | PART G | ITEM 1201 - WATER PUMPING SYSTEM | 1201 (2) | Centrifugal Pump with Control ( ) | Set
DIVISION II - BUILDING | PART G | ITEM 1201 - WATER PUMPING SYSTEM | 1201 (3) | Submersible Multi-Stage Deepwell Pump with Control ( ) | Set
DIVISION II - BUILDING | PART G | ITEM 1201 - WATER PUMPING SYSTEM | 1201 (4) | Submersible Sump Pump with Control ( ) | Set
DIVISION II - BUILDING | PART G | ITEM 1201 - WATER PUMPING SYSTEM | 1201 (5) | Booster Pump with Control ( ) | Set
DIVISION II - BUILDING | PART G | ITEM 1201 - WATER PUMPING SYSTEM | 1201 (6) | Jet Pump with Control ( ) | Set
DIVISION II - BUILDING | PART G | ITEM 1201 - WATER PUMPING SYSTEM | 1201 (7)a | Water Tank ( Stainless) | Set
DIVISION II - BUILDING | PART G | ITEM 1201 - WATER PUMPING SYSTEM | 1201 (7)b | Water Tank ( Galvanized Iron) | Set
DIVISION II - BUILDING | PART G | ITEM 1201 - WATER PUMPING SYSTEM | 1201 (7)c | Water Tank ( Polyethylene) | Set
DIVISION II - BUILDING | PART G | ITEM 1201 - WATER PUMPING SYSTEM | 1201 (7)d | Water Tank ( Concrete) | Set
DIVISION II - BUILDING | PART G | ITEM 1201 - WATER PUMPING SYSTEM | 1201 (8) | Valves and Pipe Fittings ( ) | Lump Sum
DIVISION II - BUILDING | PART G | ITEM 1201 - WATER PUMPING SYSTEM | 1201 (9) | Electrode ( ) | Set
DIVISION II - BUILDING | PART G | ITEM 1202 – AUTOMATIC FIRE SPRINKLER SYSTEM (AFSS) | 1202 (1) | Automatic Fire Sprinkler System ( ) | Lump Sum
DIVISION II - BUILDING | PART G | ITEM 1202 – AUTOMATIC FIRE SPRINKLER SYSTEM (AFSS) | 1202 (2) | Fire Pump Complete with Control and Standard Accessories ( ) | Set
DIVISION II - BUILDING | PART G | ITEM 1202 – AUTOMATIC FIRE SPRINKLER SYSTEM (AFSS) | 1202 (3) | Jockey Pump complete with control and standard accessories ( ) | Set
DIVISION II - BUILDING | PART G | ITEM 1202 – AUTOMATIC FIRE SPRINKLER SYSTEM (AFSS) | 1202 (4)a | Fire Hose Valve with cap ( 63 mm dia. ) | Set
DIVISION II - BUILDING | PART G | ITEM 1202 – AUTOMATIC FIRE SPRINKLER SYSTEM (AFSS) | 1202 (4)b | Fire Hose Valve with cap ( 40 mm dia. ) | Set
DIVISION II - BUILDING | PART G | ITEM 1202 – AUTOMATIC FIRE SPRINKLER SYSTEM (AFSS) | 1202 (5) | Fire Hose Cabinet Assembly ( ) | Set
DIVISION II - BUILDING | PART G | ITEM 1202 – AUTOMATIC FIRE SPRINKLER SYSTEM (AFSS) | 1202 (6)a1 | Fire Extinguisher ( 4.54 kg ABC with bracket) | Set
DIVISION II - BUILDING | PART G | ITEM 1202 – AUTOMATIC FIRE SPRINKLER SYSTEM (AFSS) | 1202 (6)a2 | Fire Extinguisher ( 9.07 kg ABC with bracket) | Set
DIVISION II - BUILDING | PART G | ITEM 1202 – AUTOMATIC FIRE SPRINKLER SYSTEM (AFSS) | 1202 (6)b1 | Fire Extinguisher ( 4.54 kg CO2/HCFC123 with bracket) | Set
DIVISION II - BUILDING | PART G | ITEM 1202 – AUTOMATIC FIRE SPRINKLER SYSTEM (AFSS) | 1202 (6)b2 | Fire Extinguisher ( 9.07 kg CO2/HCFC123 with bracket) | Set
DIVISION II - BUILDING | PART G | ITEM 1202 – AUTOMATIC FIRE SPRINKLER SYSTEM (AFSS) | 1202 (6)c | Fire Extinguisher ( 22.68 kg CO2/HCFC123 wheeled type) | Set
DIVISION II - BUILDING | PART G | ITEM 1202 – AUTOMATIC FIRE SPRINKLER SYSTEM (AFSS) | 1202 (7) | Fire Department Connections for Wet and Dry Type System, 100 mm x 63 mm x 63 mm ( ) | Set
DIVISION II - BUILDING | PART G | ITEM 1202 – AUTOMATIC FIRE SPRINKLER SYSTEM (AFSS) | 1202 (8) | Fire Hydrant ( ) | Set
DIVISION II - BUILDING | PART G | ITEM 1203 – ELEVATOR SYSTEM | 1203 (1)a | Electric Elevator ( up to 500 kg) | Lump Sum
DIVISION II - BUILDING | PART G | ITEM 1203 – ELEVATOR SYSTEM | 1203 (1)b | Electric Elevator ( 501 kg - 1000 kg) | Lump Sum
DIVISION II - BUILDING | PART G | ITEM 1203 – ELEVATOR SYSTEM | 1203 (1)c | Electric Elevator ( above 1000 kg) | Lump Sum
DIVISION II - BUILDING | PART G | ITEM 1203 – ELEVATOR SYSTEM | 1203 (2) | Service Elevator ( ) | Lump Sum
DIVISION II - BUILDING | PART G | ITEM 1204 – ELECTRIC DUMBWAITER | 1204 (1) | Electric Dumbwaiter ( ) | Lump Sum
DIVISION II - BUILDING | PART G | ITEM 1204 – ELECTRIC DUMBWAITER | 1204 (2) | Electric Wires and Conduits ( ) | Meter
DIVISION II - BUILDING | PART G | ITEM 1205 – OXYGEN, NITROUS OXIDE, VACUUM AND FUEL GAS SYSTEM | 1205 (1) | Oxygen, Nitrous Oxide, Gas Manifold and Duplex Vacuum Pump ( ) | Set
DIVISION II - BUILDING | PART G | ITEM 1205 – OXYGEN, NITROUS OXIDE, VACUUM AND FUEL GAS SYSTEM | 1205 (2) | Humidifier, Vacuum Trap Bottle, Outlets, Valves ( ) | Piece
DIVISION II - BUILDING | PART G | ITEM 1205 – OXYGEN, NITROUS OXIDE, VACUUM AND FUEL GAS SYSTEM | 1205 (3) | Pipes and Tubings ( ) | Linear Meter
DIVISION II - BUILDING | PART G | ITEM 1206 – HEATING SYSTEM | 1206 (1) | Boilers, Fuel Pump, Storage Tank and Fuel Day Tank including Foundation ( ) | Set
DIVISION II - BUILDING | PART G | ITEM 1206 – HEATING SYSTEM | 1206 (2) | Pipes ( ) | Meter
DIVISION II - BUILDING | PART G | ITEM 1206 – HEATING SYSTEM | 1206 (3) | Valves and Fittings ( ) | Piece
DIVISION II - BUILDING | PART G | ITEM 1207 - BOILER | 1207 (1) | Boiler (including fittings and attachments) ( ) | Lump Sum
DIVISION II - BUILDING | PART G | ITEM 1208 - FIRE ALARM SYSTEM | 1208 (1) | Fire Alarm System ( ) | Lump Sum
DIVISION II - BUILDING | PART G | ITEM 1208 - FIRE ALARM SYSTEM | 1208 (2) | Smoke Detector with Base ( ) | Set
DIVISION II - BUILDING | PART G | ITEM 1208 - FIRE ALARM SYSTEM | 1208 (3) | Heat Detector with Base ( ) | Set
DIVISION II - BUILDING | PART G | ITEM 1208 - FIRE ALARM SYSTEM | 1208 (4) | Fire Alarm Bell ( ) | Set
DIVISION II - BUILDING | PART G | ITEM 1208 - FIRE ALARM SYSTEM | 1208 (5) | Fire Alarm Control Panel ( ) | Set
DIVISION II - BUILDING | PART G | ITEM 1208 - FIRE ALARM SYSTEM | 1208 (6) | Manual Pull Station Switch ( ) | Set
DIVISION II - BUILDING | PART G | ITEM 1208 - FIRE ALARM SYSTEM | 1208 (7) | Back-up Battery Pack ( ) | Set
DIVISION II - BUILDING | PART G | ITEM 1208 - FIRE ALARM SYSTEM | 1208 (8) | Automatic Voltage Regulator ( ) | Set
DIVISION II - BUILDING | PART G | ITEM 1208 - FIRE ALARM SYSTEM | 1208 (9) | Extended Power Supply ( ) | Set
DIVISION II - BUILDING | PART G | ITEM 1208 - FIRE ALARM SYSTEM | 1208 (10) | Loop Expander Module ( ) | Set
DIVISION II - BUILDING | PART G | ITEM 1208 - FIRE ALARM SYSTEM | 1208 (11) | Loop Control Module ( ) | Set
DIVISION II - BUILDING | PART G | ITEM 1208 - FIRE ALARM SYSTEM | 1208 (12) | Annunciator Addressable Module ( ) | Set
| PART B |  | B.3 (1) | Permits and Clearances ( ) | Lump Sum
| PART B |  | B.4 (1) | Construction survey and staking ( ) | Kilometer
| PART B |  | B.4 (2) | Slope, reference, and clearing and grubbing stakes ( ) | Kilometer
| PART B |  | B.4 (3) | Centerline reestablishment ( ) | Kilometer
| PART B |  | B.4 (4) | Culvert survey and staking ( ) | Each
| PART B |  | B.4 (5) | Bridge survey and staking ( ) | Lump sum
| PART B |  | B.4 (6) | Retaining wall survey and staking ( ) | Lump sum
| PART B |  | B.4 (7) | Grade finishing stakes ( ) | Kilometer
| PART B |  | B.4 (8) | Permanent monuments and markers ( ) | Each
| PART B |  | B.4 (9) | Miscellaneous survey and staking ( ) | Hour
| PART B |  | B.4 (10) | Miscellaneous survey and staking ( ) | Lump sum
| PART B |  | B.4 (11) | Construction survey and staking ( ) | Lump Sum
| PART B |  | B.4 (12) | As-staked Survey ( ) | Lump Sum
| PART B |  | B.4 (13) | As-built Survey ( ) | Lump Sum
| PART B |  | B.5 (1) | Project Billboard / Signboard ( ) | Each
| PART B |  | B.6 (1) | Installation of ODA Recognition Plate ( ) | Lump sum
| PART B |  | B.6 (2) | Installation of ODA Recognition Plate ( ) | Each
| PART B |  | B.7 (1) | Occupational Safety and Health ( ) | Lump Sum
| PART B |  | B.8 (1) | Traffic Management ( ) | Month
| PART B |  | B.8 (2) | Traffic Management ( ) | Lump Sum
| PART B |  | B.9 (1) | Mobilization/Demobilization ( ) | Lump Sum
| PART B |  | B.10 (1) | Dayworks ( ) | Provisional Sum
| PART B |  | B.11 (1) | Provisional Sum ( ) | Provisional Sum
| PART B |  | B.12 (1) | Removal and Relocation of Utilities ( ) | Lump Sum
| PART B |  | B.15 (1) | Detour/access road ( ) | Lump sum
| PART B |  | B.15 (2) | Restoration ( ) | Lump sum
| PART B |  | B.16 (1) | Recognition Plate/Project Marker ( ) | Each
| PART B |  | B.18 (1) | Craneway ( ) | Linear Meter
| PART B |  | B.18 (2) | Craneway ( ) | Lump Sum
| PART B |  | B.19 (1) | Geotechnical Investigation (Soil) ( ) | Linear Meter
| PART B |  | B.19 (2) | Geotechnical Investigation (Rock) ( ) | Linear Meter
| PART B |  | B.19 (3) | Sampling, Testing and Reports ( ) | Lump Sum
| PART B |  | B.20 (1) | Temporary Fence ( ) | Lump Sum
| PART B |  | B.20 (2) | Temporary Fence (Rental Basis) ( ) | Monthly
| PART B |  | B.21 (1) | Temporary Bridge ( ) | Lump Sum
| PART B |  | B.21 (2) | Temporary Bridge ( ) | Square Meter
| PART B |  | B.22 (1) | Support Equipment ( ) | Lump Sum
| PART B |  | B.22 (2) | Support Equipment ( ) | Monthly
| PART B |  | B.24 (1) | General scaffolding and shoring and Netting ( ) | Lump Sum
| PART B |  | B.24 (2) | General scaffolding and shoring and Netting ( ) | Rental
| PART B |  | B.25 (1) | Detailed Engineering and Architectural Design ( ) | Lump Sum
| PART B |  | B.26 (1) | Sidewalks ( ) | Lump Sum
| PART B |  | B.26 (2) | Ramps ( ) | Lump Sum
| PART B |  | B.26 (3) | Corridors ( ) | Lump Sum
| PART B |  | B.26 (4) | Doors ( ) | Lump Sum
| PART B |  | B.26 (5) | Railings ( ) | Lump sum
| PART B |  | B.26 (6) | Stairs ( ) | Lump Sum
| PART B |  | B.26 (7) | Elevator and Conveying System ( ) | Lump Sum
| PART B |  | B.26 (8) | Washroom and Toilets ( ) | Lump Sum
| PART B |  | B.26 (9) | Audible and Visible Alarm ( ) | Lump Sum
| PART B |  | B.26 (10) | Parking Areas ( ) | Lump Sum
| PART B |  | B.26 (11) | Signages ( ) | Lump Sum
| PART B |  | B.26 (12) | Waiting Shed ( ) | Lump Sum
| PART B |  | B.28 (1)a | Container Van (High-Cube) ( 12 m (40 Feet) ) | Each
| PART B |  | B.28 (1)b | Container Van (High-Cube) ( 6 m (20 Feet) ) | Each
| PART B |  | B.28 (2)a | Isolation Facility, Container Van (High-Cube) ( 12 m (40 Feet) ) | Lump Sum
| PART B |  | B.28 (2)b | Isolation Facility, Container Van (High-Cube) ( 6 m (20 Feet) ) | Lump Sum